## df_Performance
Hub | Costs_op | Costs_inv | ANN_factor | Costs_grid_connection | Costs_rep | Costs_ft | GWP_op | GWP_constr | EMOO_CAPEX | EMOO_OPEX | EMOO_TOTEX | EMOO_GWP | EMOO_grid | Objective | Costs_cft
Building1 | -4403.8348 | 6104.4445 | 0.061157 | 0 | 0 | 0 | -3635.1345 | 1920.2468 | 0 | 0 | 0 | 0 | 0 | 0 | 0
Building2 | -3228.8508 | 3481.9458 | 0.061157 | 0 | 0 | 0 | 328.2327 | 1400.5766 | 0 | 0 | 0 | 0 | 0 | 0 | 0
Network | -7682.6401 | 9586.3903 | 0.061157 | 0 | 0 | 0 | -3306.9019 | 3320.8234 | 0 | 0 | 0 | 0 | 0 | 1953.7142 | 0

## df_Annuals
Layer | Hub | Demand_MWh | Supply_MWh
DHW | Building1 | 2.7903 | 0
| Building2 | 1.4806 | 0
| HeatPump_Air_Building1 | 0 | 2.4997
| NG_Boiler_Building1 | 0 | 0.29054
| NG_Boiler_Building2 | 0 | 1.4806
| WaterTankDHW_Building1 | 0 | 2.7903
| WaterTankDHW_Building2 | 0 | 1.4806
Electricity | Building1 | 5.3593 | 0
| Building2 | 2.8834 | 0
| HeatPump_Air_Building1 | 11.0261 | 0
| Network | 87.9572 | 10.6764
| PV_Building1 | 0 | 55.2279
| PV_Building2 | 0 | 41.3217
HeatGains | Building1 | 0 | 7.8407
| Building2 | 0 | 4.2184
NaturalGas | NG_Boiler_Building1 | 6.1495 | 0
| NG_Boiler_Building2 | 23.1531 | 0
| Network | 0 | 29.3089
SH | Building1 | 38.6308 | 0
| Building2 | 20.5149 | 0
| HeatPump_Air_Building1 | 0 | 33.263
| NG_Boiler_Building1 | 0 | 5.5515
| NG_Boiler_Building2 | 0 | 20.5149
| WaterTankSH_Building1 | 0 | 2.0928
SolarGains | Building1 | 0 | 5.979
| Building2 | 0 | 2.5474

## df_Buildings
Hub | id_class | ratio | status | ERA | SolarRoofArea | area_facade_m2 | height_m | U_h | HeatCapacity | T_comfort_min_0 | Th_supply_0 | Th_return_0 | Tc_supply_0 | Tc_return_0 | x | y | z | transformer | id_building | egid | period | n_p | energy_heating_signature_kWh_y | energy_cooling_signature_kWh_y | energy_hotwater_signature_kWh_y | energy_el_kWh_y
Building1 | II | 1.0 | ['existing', 'existing'] | 318.06 | 230.7746 | 423.2 | 6.26 | 0.00202 | 119.4 | 20 | 65 | 50 | 12 | 17 | 2576013.8986 | 1181686.1365 | 611.27 | 21548 | 3131716 | 1532114 | 1961-1970 | 5.3 | 37939.4143 | 0 | 857.0046 | 6997.32
Building2 | II | 1.0 | ['existing', 'existing'] | 171.12 | 172.6664 | 180.309 | 4.1812 | 0.00202 | 119.4 | 20 | 65 | 50 | 12 | 17 | 2576051.7652 | 1181702.1051 | 612.6731 | 21548 | 3131717 | 1532115 | 1946-1960 | 2.9 | 20411.8486 | 0 | 468.9271 | 3764.64

## df_Unit
Unit | Units_Use | Units_Mult | Costs_Unit_inv | GWP_Unit_constr | lifetime
Air_Conditioner_Air_Building1 | 0 | 0 | 0 | 0 | 20
Air_Conditioner_Air_Building2 | 0 | 0 | 0 | 0 | 20
Battery_Building1 | 0 | 0 | 0 | 0 | 10
Battery_Building2 | 0 | 0 | 0 | 0 | 10
ElectricalHeater_DHW_Building1 | 0 | 0 | 0 | 0 | 20
ElectricalHeater_DHW_Building2 | 0 | 0 | 0 | 0 | 20
ElectricalHeater_SH_Building1 | 0 | 0 | 0 | 0 | 20
ElectricalHeater_SH_Building2 | 0 | 0 | 0 | 0 | 20
HeatPump_Air_Building1 | 1 | 3.857 | 1511.3466 | 26.623 | 20
HeatPump_Air_Building2 | 0 | 0 | 0 | 0 | 20
HeatPump_Geothermal_Building1 | 0 | 0 | 0 | 0 | 20
HeatPump_Geothermal_Building2 | 0 | 0 | 0 | 0 | 20
NG_Boiler_Building1 | 1 | 12.1186 | 301.0598 | 19.7044 | 20
NG_Boiler_Building2 | 1 | 8.6375 | 288.9248 | 17.6819 | 20
PV_Building1 | 1 | 46.1549 | 4070.4318 | 1846.1967 | 25
PV_Building2 | 1 | 34.5333 | 3146.4676 | 1381.3309 | 25
ThermalSolar_Building1 | 0 | 0 | 0 | 0 | 20
ThermalSolar_Building2 | 0 | 0 | 0 | 0 | 20
WaterTankDHW_Building1 | 1 | 0.095629 | 90.2067 | 5.7569 | 20
WaterTankDHW_Building2 | 1 | 0.025977 | 46.5534 | 1.5638 | 20
WaterTankSH_Building1 | 1 | 0.36488 | 131.3996 | 21.9658 | 20
WaterTankSH_Building2 | 0 | 0 | 0 | 0 | 20

## df_Unit_t
Layer | Unit | Period | Time | Units_demand | Units_supply | Units_curtailment | BAT_E_stored
Electricity | HeatPump_Air_Building1 | 1 | 6 | 0.75719 | 0 | 0 | 0
|  |  | 7 | 0.83134 | 0 | 0 | 0
|  |  | 8 | 0.58471 | 0 | 0 | 0
|  |  | 9 | 0.95669 | 0 | 0 | 0
|  |  | 10 | 1.0068 | 0 | 0 | 0
|  |  | 11 | 0.9278 | 0 | 0 | 0
|  |  | 12 | 0.95775 | 0 | 0 | 0
|  |  | 13 | 1.1117 | 0 | 0 | 0
|  |  | 14 | 0.70722 | 0 | 0 | 0
|  |  | 15 | 0.70181 | 0 | 0 | 0
|  |  | 16 | 0.71433 | 0 | 0 | 0
|  |  | 17 | 0.7541 | 0 | 0 | 0
|  |  | 18 | 1.4565 | 0 | 0 | 0
|  |  | 19 | 0.46127 | 0 | 0 | 0
|  | 2 | 1 | 3.2859 | 0 | 0 | 0
|  |  | 2 | 3.1969 | 0 | 0 | 0
|  |  | 3 | 3.3258 | 0 | 0 | 0
|  |  | 4 | 3.343 | 0 | 0 | 0
|  |  | 5 | 3.3563 | 0 | 0 | 0
|  |  | 6 | 3.339 | 0 | 0 | 0
|  |  | 7 | 2.7319 | 0 | 0 | 0
|  |  | 8 | 3.3046 | 0 | 0 | 0
|  |  | 9 | 3.206 | 0 | 0 | 0
|  |  | 10 | 2.8709 | 0 | 0 | 0
|  |  | 11 | 3.0953 | 0 | 0 | 0
|  |  | 12 | 3.5189 | 0 | 0 | 0
|  |  | 13 | 3.3462 | 0 | 0 | 0
|  |  | 14 | 3.3907 | 0 | 0 | 0
|  |  | 15 | 3.2425 | 0 | 0 | 0
|  |  | 16 | 3.3217 | 0 | 0 | 0
|  |  | 17 | 1.9355 | 0 | 0 | 0
|  |  | 18 | 2.0402 | 0 | 0 | 0
|  |  | 19 | 2.8903 | 0 | 0 | 0
|  |  | 20 | 2.4002 | 0 | 0 | 0
|  |  | 21 | 2.7094 | 0 | 0 | 0
|  |  | 22 | 3.3528 | 0 | 0 | 0
|  | 3 | 1 | 3.3231 | 0 | 0 | 0
|  |  | 4 | 3.6777 | 0 | 0 | 0
|  |  | 5 | 3.482 | 0 | 0 | 0
|  |  | 6 | 3.6429 | 0 | 0 | 0
|  |  | 7 | 3.64 | 0 | 0 | 0
|  |  | 8 | 3.6892 | 0 | 0 | 0
|  |  | 9 | 3.306 | 0 | 0 | 0
|  |  | 10 | 3.4769 | 0 | 0 | 0
|  |  | 11 | 3.2243 | 0 | 0 | 0
|  |  | 12 | 2.5841 | 0 | 0 | 0
|  |  | 13 | 2.1933 | 0 | 0 | 0
|  |  | 14 | 1.3948 | 0 | 0 | 0
|  |  | 15 | 0.84967 | 0 | 0 | 0
|  |  | 16 | 1.6171 | 0 | 0 | 0
|  |  | 17 | 1.1652 | 0 | 0 | 0
|  |  | 18 | 2.7774 | 0 | 0 | 0
|  |  | 19 | 1.6152 | 0 | 0 | 0
|  |  | 20 | 3.1981 | 0 | 0 | 0
|  |  | 21 | 2.1809 | 0 | 0 | 0
|  |  | 22 | 2.3805 | 0 | 0 | 0
|  |  | 23 | 2.5454 | 0 | 0 | 0
|  |  | 24 | 2.9546 | 0 | 0 | 0
|  | 4 | 1 | 3.7008 | 0 | 0 | 0
|  |  | 2 | 3.6921 | 0 | 0 | 0
|  |  | 3 | 3.6834 | 0 | 0 | 0
|  |  | 4 | 3.6777 | 0 | 0 | 0
|  |  | 5 | 3.6719 | 0 | 0 | 0
|  |  | 6 | 3.669 | 0 | 0 | 0
|  |  | 7 | 3.2682 | 0 | 0 | 0
|  |  | 8 | 3.6632 | 0 | 0 | 0
|  |  | 9 | 3.6661 | 0 | 0 | 0
|  |  | 10 | 3.6834 | 0 | 0 | 0
|  |  | 11 | 3.6979 | 0 | 0 | 0
|  |  | 12 | 3.2597 | 0 | 0 | 0
|  |  | 13 | 3.1477 | 0 | 0 | 0
|  |  | 14 | 3.2805 | 0 | 0 | 0
|  |  | 15 | 3.372 | 0 | 0 | 0
|  |  | 16 | 3.3197 | 0 | 0 | 0
|  |  | 17 | 2.7889 | 0 | 0 | 0
|  |  | 18 | 3.1415 | 0 | 0 | 0
|  |  | 19 | 3.1606 | 0 | 0 | 0
|  |  | 20 | 3.1311 | 0 | 0 | 0
|  |  | 21 | 3.7268 | 0 | 0 | 0
|  |  | 22 | 3.7182 | 0 | 0 | 0
|  |  | 23 | 3.7066 | 0 | 0 | 0
|  |  | 24 | 3.695 | 0 | 0 | 0
|  | 5 | 1 | 0.22922 | 0 | 0 | 0
|  |  | 2 | 0.49916 | 0 | 0 | 0
|  |  | 3 | 0.99147 | 0 | 0 | 0
|  |  | 4 | 2.1877 | 0 | 0 | 0
|  |  | 5 | 2.6961 | 0 | 0 | 0
|  |  | 6 | 2.1156 | 0 | 0 | 0
|  |  | 7 | 1.8752 | 0 | 0 | 0
|  |  | 8 | 2.0298 | 0 | 0 | 0
|  |  | 9 | 0.92637 | 0 | 0 | 0
|  |  | 10 | 2.7382 | 0 | 0 | 0
|  |  | 11 | 3.5654 | 0 | 0 | 0
|  |  | 12 | 3.5724 | 0 | 0 | 0
|  |  | 13 | 3.577 | 0 | 0 | 0
|  |  | 14 | 3.6256 | 0 | 0 | 0
|  |  | 15 | 3.6545 | 0 | 0 | 0
|  |  | 16 | 3.6574 | 0 | 0 | 0
|  |  | 17 | 3.6314 | 0 | 0 | 0
|  |  | 18 | 3.6256 | 0 | 0 | 0
|  |  | 19 | 3.621 | 0 | 0 | 0
|  |  | 20 | 3.614 | 0 | 0 | 0
|  |  | 21 | 3.6094 | 0 | 0 | 0
|  |  | 22 | 3.6048 | 0 | 0 | 0
|  |  | 23 | 2.2568 | 0 | 0 | 0
|  |  | 24 | 2.5128 | 0 | 0 | 0
|  | 6 | 1 | 0.0076328 | 0 | 0 | 0
|  |  | 3 | 0.0038604 | 0 | 0 | 0
|  |  | 4 | 0.0038804 | 0 | 0 | 0
|  |  | 5 | 0.0038904 | 0 | 0 | 0
|  |  | 6 | 0.035031 | 0 | 0 | 0
|  |  | 7 | 0.5868 | 0 | 0 | 0
|  |  | 8 | 0.31855 | 0 | 0 | 0
|  |  | 9 | 0.28619 | 0 | 0 | 0
|  |  | 10 | 0.18441 | 0 | 0 | 0
|  |  | 11 | 0.080349 | 0 | 0 | 0
|  |  | 12 | 0.1412 | 0 | 0 | 0
|  |  | 13 | 1.1237 | 0 | 0 | 0
|  |  | 14 | 0.67023 | 0 | 0 | 0
|  |  | 15 | 0.6767 | 0 | 0 | 0
|  |  | 16 | 0.70029 | 0 | 0 | 0
|  |  | 17 | 1.3569 | 0 | 0 | 0
|  |  | 18 | 0.85151 | 0 | 0 | 0
|  |  | 19 | 0.44282 | 0 | 0 | 0
|  | 7 | 7 | 0.34148 | 0 | 0 | 0
|  |  | 8 | 0.77058 | 0 | 0 | 0
|  |  | 9 | 0.99895 | 0 | 0 | 0
|  |  | 10 | 0.86205 | 0 | 0 | 0
|  |  | 11 | 0.68579 | 0 | 0 | 0
|  |  | 12 | 0.66809 | 0 | 0 | 0
|  |  | 13 | 1.0716 | 0 | 0 | 0
|  |  | 14 | 0.66126 | 0 | 0 | 0
|  |  | 15 | 1.2962 | 0 | 0 | 0
|  |  | 16 | 0.92626 | 0 | 0 | 0
|  |  | 17 | 0.63645 | 0 | 0 | 0
|  |  | 18 | 0.0074271 | 0 | 0 | 0
|  |  | 19 | 0.46007 | 0 | 0 | 0
|  |  | 20 | 0.37359 | 0 | 0 | 0
|  | 8 | 7 | 0.37478 | 0 | 0 | 0
|  |  | 8 | 0.0038654 | 0 | 0 | 0
|  |  | 9 | 0.0037522 | 0 | 0 | 0
|  |  | 10 | 0.0036258 | 0 | 0 | 0
|  |  | 11 | 0.0035093 | 0 | 0 | 0
|  |  | 12 | 0.0033755 | 0 | 0 | 0
|  |  | 13 | 0.41162 | 0 | 0 | 0
|  |  | 14 | 0.0031958 | 0 | 0 | 0
|  |  | 15 | 0.0031558 | 0 | 0 | 0
|  |  | 16 | 0.53568 | 0 | 0 | 0
|  |  | 17 | 0.0066459 | 0 | 0 | 0
|  |  | 18 | 0.0068328 | 0 | 0 | 0
|  |  | 19 | 0.43419 | 0 | 0 | 0
|  | 9 | 7 | 0.36057 | 0 | 0 | 0
|  |  | 8 | 0.0036928 | 0 | 0 | 0
|  |  | 9 | 0.0035577 | 0 | 0 | 0
|  |  | 10 | 0.0033955 | 0 | 0 | 0
|  |  | 11 | 0.0032158 | 0 | 0 | 0
|  |  | 12 | 0.003066 | 0 | 0 | 0
|  |  | 13 | 0.37008 | 0 | 0 | 0
|  |  | 14 | 0.0028562 | 0 | 0 | 0
|  |  | 15 | 0.0028063 | 0 | 0 | 0
|  |  | 16 | 0.47466 | 0 | 0 | 0
|  |  | 17 | 0.0058983 | 0 | 0 | 0
|  |  | 18 | 0.0061059 | 0 | 0 | 0
|  |  | 19 | 0.39102 | 0 | 0 | 0
|  | 10 | 10 | 0.0032058 | 0 | 0 | 0
|  |  | 11 | 0.003046 | 0 | 0 | 0
|  |  | 12 | 0.0028962 | 0 | 0 | 0
|  |  | 13 | 0.3512 | 0 | 0 | 0
|  |  | 14 | 0.0027064 | 0 | 0 | 0
|  |  | 15 | 0.0026565 | 0 | 0 | 0
|  |  | 16 | 0.0026465 | 0 | 0 | 0
|  |  | 17 | 0.45262 | 0 | 0 | 0
|  |  | 18 | 0.0057113 | 0 | 0 | 0
|  |  | 19 | 0.36436 | 0 | 0 | 0
|  |  | 20 | 0.31435 | 0 | 0 | 0
|  | 11 | 1 | 1.3626 | 0 | 0 | 0
|  | 12 | 1 | 0.31419 | 0 | 0 | 0
| PV_Building1 | 1 | 7 | 0 | 0.19193 | 0 | 0
|  |  | 8 | 0 | 0.81338 | 0 | 0
|  |  | 9 | 0 | 1.5254 | 0 | 0
|  |  | 10 | 0 | 2.185 | 0 | 0
|  |  | 11 | 0 | 2.6519 | 0 | 0
|  |  | 12 | 0 | 2.9303 | 0 | 0
|  |  | 13 | 0 | 3.0206 | 0 | 0
|  |  | 14 | 0 | 21.2443 | 0 | 0
|  |  | 15 | 0 | 18.6639 | 0 | 0
|  |  | 16 | 0 | 14.7942 | 0 | 0
|  |  | 17 | 0 | 10.3544 | 0 | 0
|  |  | 18 | 0 | 4.8629 | 0 | 0
|  |  | 19 | 0 | 0.18677 | 0 | 0
|  | 2 | 8 | 0 | 0.10136 | 0 | 0
|  |  | 9 | 0 | 1.812 | 0 | 0
|  |  | 10 | 0 | 3.6477 | 0 | 0
|  |  | 11 | 0 | 5.2604 | 0 | 0
|  |  | 12 | 0 | 6.3172 | 0 | 0
|  |  | 13 | 0 | 6.9358 | 0 | 0
|  |  | 14 | 0 | 6.4451 | 0 | 0
|  |  | 15 | 0 | 5.1803 | 0 | 0
|  |  | 16 | 0 | 3.8636 | 0 | 0
|  |  | 17 | 0 | 2.1924 | 0 | 0
|  |  | 18 | 0 | 0.2517 | 0 | 0
|  | 3 | 7 | 0 | 0.10367 | 0 | 0
|  |  | 8 | 0 | 5.9277 | 0 | 0
|  |  | 9 | 0 | 13.9992 | 0 | 0
|  |  | 10 | 0 | 21.3468 | 0 | 0
|  |  | 11 | 0 | 26.7088 | 0 | 0
|  |  | 12 | 0 | 29.8912 | 0 | 0
|  |  | 13 | 0 | 31.1526 | 0 | 0
|  |  | 14 | 0 | 30.2347 | 0 | 0
|  |  | 15 | 0 | 26.9361 | 0 | 0
|  |  | 16 | 0 | 21.7892 | 0 | 0
|  |  | 17 | 0 | 14.9869 | 0 | 0
|  |  | 18 | 0 | 7.1673 | 0 | 0
|  |  | 19 | 0 | 0.29523 | 0 | 0
|  | 4 | 9 | 0 | 0.20633 | 0 | 0
|  |  | 10 | 0 | 1.4356 | 0 | 0
|  |  | 11 | 0 | 2.3472 | 0 | 0
|  |  | 12 | 0 | 3.2012 | 0 | 0
|  |  | 13 | 0 | 3.0466 | 0 | 0
|  |  | 14 | 0 | 13.5444 | 0 | 0
|  |  | 15 | 0 | 9.7858 | 0 | 0
|  |  | 16 | 0 | 5.0291 | 0 | 0
|  |  | 17 | 0 | 0.20246 | 0 | 0
|  | 5 | 9 | 0 | 0.10614 | 0 | 0
|  |  | 10 | 0 | 1.528 | 0 | 0
|  |  | 11 | 0 | 2.5666 | 0 | 0
|  |  | 12 | 0 | 2.2505 | 0 | 0
|  |  | 13 | 0 | 2.4561 | 0 | 0
|  |  | 14 | 0 | 12.3131 | 0 | 0
|  |  | 15 | 0 | 9.4529 | 0 | 0
|  |  | 16 | 0 | 4.9553 | 0 | 0
|  |  | 17 | 0 | 0.10383 | 0 | 0
|  | 6 | 6 | 0 | 0.47648 | 0 | 0
|  |  | 7 | 0 | 3.3887 | 0 | 0
|  |  | 8 | 0 | 6.1862 | 0 | 0
|  |  | 9 | 0 | 8.9604 | 0 | 0
|  |  | 10 | 0 | 13.6611 | 0 | 0
|  |  | 11 | 0 | 14.2884 | 0 | 0
|  |  | 12 | 0 | 17.7513 | 0 | 0
|  |  | 13 | 0 | 17.7375 | 0 | 0
|  |  | 14 | 0 | 18.7056 | 0 | 0
|  |  | 15 | 0 | 17.9769 | 0 | 0
|  |  | 16 | 0 | 12.2119 | 0 | 0
|  |  | 17 | 0 | 6.4215 | 0 | 0
|  |  | 18 | 0 | 3.5033 | 0 | 0
|  |  | 19 | 0 | 1.3502 | 0 | 0
|  |  | 20 | 0 | 0.23437 | 0 | 0
|  | 7 | 7 | 0 | 0.048646 | 0 | 0
|  |  | 8 | 0 | 3.8644 | 0 | 0
|  |  | 9 | 0 | 8.8746 | 0 | 0
|  |  | 10 | 0 | 13.9794 | 0 | 0
|  |  | 11 | 0 | 17.5008 | 0 | 0
|  |  | 12 | 0 | 18.7619 | 0 | 0
|  |  | 13 | 0 | 18.9803 | 0 | 0
|  |  | 14 | 0 | 16.7371 | 0 | 0
|  |  | 15 | 0 | 14.0959 | 0 | 0
|  |  | 16 | 0 | 10.6001 | 0 | 0
|  |  | 17 | 0 | 5.8666 | 0 | 0
|  |  | 18 | 0 | 0.46305 | 0 | 0
|  | 8 | 6 | 0 | 0.19365 | 0 | 0
|  |  | 7 | 0 | 5.4927 | 0 | 0
|  |  | 8 | 0 | 12.6058 | 0 | 0
|  |  | 9 | 0 | 19.5074 | 0 | 0
|  |  | 10 | 0 | 25.3217 | 0 | 0
|  |  | 11 | 0 | 29.1669 | 0 | 0
|  |  | 12 | 0 | 31.2253 | 0 | 0
|  |  | 13 | 0 | 31.2711 | 0 | 0
|  |  | 14 | 0 | 30.4923 | 0 | 0
|  |  | 15 | 0 | 27.6422 | 0 | 0
|  |  | 16 | 0 | 23.6715 | 0 | 0
|  |  | 17 | 0 | 18.292 | 0 | 0
|  |  | 18 | 0 | 12.023 | 0 | 0
|  |  | 19 | 0 | 5.6757 | 0 | 0
|  |  | 20 | 0 | 0.27734 | 0 | 0
|  | 9 | 6 | 0 | 0.047598 | 0 | 0
|  |  | 7 | 0 | 4.2523 | 0 | 0
|  |  | 8 | 0 | 11.5283 | 0 | 0
|  |  | 9 | 0 | 18.7923 | 0 | 0
|  |  | 10 | 0 | 24.5446 | 0 | 0
|  |  | 11 | 0 | 28.7267 | 0 | 0
|  |  | 12 | 0 | 31.1495 | 0 | 0
|  |  | 13 | 0 | 31.91 | 0 | 0
|  |  | 14 | 0 | 31.0278 | 0 | 0
|  |  | 15 | 0 | 28.3737 | 0 | 0
|  |  | 16 | 0 | 23.9047 | 0 | 0
|  |  | 17 | 0 | 18.0218 | 0 | 0
|  |  | 18 | 0 | 10.8986 | 0 | 0
|  |  | 19 | 0 | 3.8612 | 0 | 0
|  | 10 | 6 | 0 | 3.5002 | 0 | 0
|  |  | 7 | 0 | 10.1099 | 0 | 0
|  |  | 8 | 0 | 17.3099 | 0 | 0
|  |  | 9 | 0 | 23.7432 | 0 | 0
|  |  | 10 | 0 | 28.9216 | 0 | 0
|  |  | 11 | 0 | 32.5973 | 0 | 0
|  |  | 12 | 0 | 34.6651 | 0 | 0
|  |  | 13 | 0 | 35.2089 | 0 | 0
|  |  | 14 | 0 | 34.2494 | 0 | 0
|  |  | 15 | 0 | 32.0866 | 0 | 0
|  |  | 16 | 0 | 28.394 | 0 | 0
|  |  | 17 | 0 | 23.369 | 0 | 0
|  |  | 18 | 0 | 17.2239 | 0 | 0
|  |  | 19 | 0 | 10.3158 | 0 | 0
|  |  | 20 | 0 | 3.8494 | 0 | 0
|  |  | 21 | 0 | 0.045234 | 0 | 0
|  | 12 | 1 | 0 | 2.6284 | 30.5305 | 0
NaturalGas | NG_Boiler_Building1 | 1 | 6 | 0.001514 | 0 | 0 | 0
|  |  | 7 | 0.1435 | 0 | 0 | 0
|  |  | 8 | 0.001514 | 0 | 0 | 0
|  |  | 9 | 0.001514 | 0 | 0 | 0
|  |  | 10 | 0.001514 | 0 | 0 | 0
|  |  | 11 | 0.001514 | 0 | 0 | 0
|  |  | 12 | 0.040251 | 0 | 0 | 0
|  |  | 13 | 0.15234 | 0 | 0 | 0
|  |  | 14 | 0.001514 | 0 | 0 | 0
|  |  | 15 | 0.001514 | 0 | 0 | 0
|  |  | 16 | 0.001514 | 0 | 0 | 0
|  |  | 17 | 0.001514 | 0 | 0 | 0
|  |  | 18 | 0.257 | 0 | 0 | 0
|  |  | 19 | 0.19084 | 0 | 0 | 0
|  | 2 | 1 | 0.12235 | 0 | 0 | 0
|  |  | 2 | 0.035788 | 0 | 0 | 0
|  |  | 8 | 0.001514 | 0 | 0 | 0
|  |  | 9 | 0.001514 | 0 | 0 | 0
|  |  | 10 | 0.001514 | 0 | 0 | 0
|  |  | 11 | 0.13086 | 0 | 0 | 0
|  |  | 13 | 0.066165 | 0 | 0 | 0
|  |  | 15 | 0.11133 | 0 | 0 | 0
|  |  | 16 | 0.14789 | 0 | 0 | 0
|  |  | 17 | 0.0031485 | 0 | 0 | 0
|  |  | 19 | 0.186 | 0 | 0 | 0
|  | 3 | 4 | 0.033835 | 0 | 0 | 0
|  |  | 5 | 1.0913 | 0 | 0 | 0
|  |  | 6 | 1.4038 | 0 | 0 | 0
|  |  | 9 | 0.040496 | 0 | 0 | 0
|  |  | 10 | 0.001514 | 0 | 0 | 0
|  |  | 11 | 0.001514 | 0 | 0 | 0
|  |  | 12 | 0.001514 | 0 | 0 | 0
|  |  | 13 | 0.19083 | 0 | 0 | 0
|  |  | 14 | 0.001514 | 0 | 0 | 0
|  |  | 15 | 0.001514 | 0 | 0 | 0
|  |  | 16 | 0.257 | 0 | 0 | 0
|  |  | 17 | 0.0031485 | 0 | 0 | 0
|  |  | 18 | 0.0031485 | 0 | 0 | 0
|  |  | 19 | 0.19247 | 0 | 0 | 0
|  |  | 20 | 0.15728 | 0 | 0 | 0
|  | 4 | 1 | 0.022814 | 0 | 0 | 0
|  |  | 2 | 3.0589 | 0 | 0 | 0
|  |  | 3 | 3.326 | 0 | 0 | 0
|  |  | 4 | 3.5038 | 0 | 0 | 0
|  |  | 5 | 3.6762 | 0 | 0 | 0
|  |  | 6 | 3.3324 | 0 | 0 | 0
|  |  | 7 | 2.1402 | 0 | 0 | 0
|  |  | 8 | 2.8697 | 0 | 0 | 0
|  |  | 9 | 3.1987 | 0 | 0 | 0
|  |  | 10 | 2.4333 | 0 | 0 | 0
|  |  | 11 | 1.6897 | 0 | 0 | 0
|  |  | 12 | 0.71494 | 0 | 0 | 0
|  |  | 13 | 0.26186 | 0 | 0 | 0
|  |  | 14 | 0.257 | 0 | 0 | 0
|  |  | 15 | 0.0031485 | 0 | 0 | 0
|  |  | 17 | 0.0062769 | 0 | 0 | 0
|  |  | 18 | 0.0031485 | 0 | 0 | 0
|  |  | 19 | 0.17634 | 0 | 0 | 0
|  |  | 20 | 0.097573 | 0 | 0 | 0
|  | 5 | 1 | 12.7564 | 0 | 0 | 0
|  |  | 2 | 12.7564 | 0 | 0 | 0
|  |  | 3 | 12.7564 | 0 | 0 | 0
|  |  | 4 | 12.7564 | 0 | 0 | 0
|  |  | 5 | 12.7564 | 0 | 0 | 0
|  |  | 6 | 12.7564 | 0 | 0 | 0
|  |  | 7 | 12.7564 | 0 | 0 | 0
|  |  | 8 | 12.7564 | 0 | 0 | 0
|  |  | 9 | 12.7564 | 0 | 0 | 0
|  |  | 10 | 9.826 | 0 | 0 | 0
|  |  | 11 | 7.8353 | 0 | 0 | 0
|  |  | 12 | 6.5243 | 0 | 0 | 0
|  |  | 13 | 0.46309 | 0 | 0 | 0
|  |  | 14 | 3.9426 | 0 | 0 | 0
|  |  | 15 | 3.7422 | 0 | 0 | 0
|  |  | 16 | 3.9059 | 0 | 0 | 0
|  |  | 17 | 5.7479 | 0 | 0 | 0
|  |  | 18 | 5.8089 | 0 | 0 | 0
|  |  | 19 | 8.4276 | 0 | 0 | 0
|  |  | 20 | 9.2668 | 0 | 0 | 0
|  |  | 21 | 6.0643 | 0 | 0 | 0
|  |  | 22 | 6.1495 | 0 | 0 | 0
|  |  | 23 | 11.3137 | 0 | 0 | 0
|  |  | 24 | 12.7564 | 0 | 0 | 0
|  | 6 | 1 | 0.0030378 | 0 | 0 | 0
|  |  | 3 | 0.001514 | 0 | 0 | 0
|  |  | 4 | 0.001514 | 0 | 0 | 0
|  |  | 5 | 0.001514 | 0 | 0 | 0
|  |  | 6 | 0.001514 | 0 | 0 | 0
|  |  | 7 | 0.1435 | 0 | 0 | 0
|  |  | 8 | 0.001514 | 0 | 0 | 0
|  |  | 9 | 0.001514 | 0 | 0 | 0
|  |  | 10 | 0.001514 | 0 | 0 | 0
|  |  | 11 | 0.001514 | 0 | 0 | 0
|  |  | 12 | 0.001514 | 0 | 0 | 0
|  |  | 13 | 0.19083 | 0 | 0 | 0
|  |  | 14 | 0.001514 | 0 | 0 | 0
|  |  | 15 | 0.001514 | 0 | 0 | 0
|  |  | 16 | 0.001514 | 0 | 0 | 0
|  |  | 17 | 0.257 | 0 | 0 | 0
|  |  | 18 | 0.0031485 | 0 | 0 | 0
|  |  | 19 | 0.18287 | 0 | 0 | 0
|  | 7 | 8 | 0.001514 | 0 | 0 | 0
|  |  | 9 | 0.001514 | 0 | 0 | 0
|  |  | 10 | 0.001514 | 0 | 0 | 0
|  |  | 11 | 0.001514 | 0 | 0 | 0
|  |  | 12 | 0.001514 | 0 | 0 | 0
|  |  | 13 | 0.19083 | 0 | 0 | 0
|  |  | 14 | 0.001514 | 0 | 0 | 0
|  |  | 15 | 0.257 | 0 | 0 | 0
|  |  | 16 | 0.0031485 | 0 | 0 | 0
|  |  | 17 | 0.0031485 | 0 | 0 | 0
|  |  | 18 | 0.0031485 | 0 | 0 | 0
|  |  | 19 | 0.19247 | 0 | 0 | 0
|  |  | 20 | 0.154 | 0 | 0 | 0
|  | 8 | 7 | 0.1435 | 0 | 0 | 0
|  |  | 8 | 0.001514 | 0 | 0 | 0
|  |  | 9 | 0.001514 | 0 | 0 | 0
|  |  | 10 | 0.001514 | 0 | 0 | 0
|  |  | 11 | 0.001514 | 0 | 0 | 0
|  |  | 12 | 0.001514 | 0 | 0 | 0
|  |  | 13 | 0.19083 | 0 | 0 | 0
|  |  | 14 | 0.001514 | 0 | 0 | 0
|  |  | 15 | 0.001514 | 0 | 0 | 0
|  |  | 16 | 0.257 | 0 | 0 | 0
|  |  | 17 | 0.0031485 | 0 | 0 | 0
|  |  | 18 | 0.0031485 | 0 | 0 | 0
|  |  | 19 | 0.19247 | 0 | 0 | 0
|  | 9 | 7 | 0.1435 | 0 | 0 | 0
|  |  | 8 | 0.001514 | 0 | 0 | 0
|  |  | 9 | 0.001514 | 0 | 0 | 0
|  |  | 10 | 0.001514 | 0 | 0 | 0
|  |  | 11 | 0.001514 | 0 | 0 | 0
|  |  | 12 | 0.001514 | 0 | 0 | 0
|  |  | 13 | 0.19083 | 0 | 0 | 0
|  |  | 14 | 0.001514 | 0 | 0 | 0
|  |  | 15 | 0.001514 | 0 | 0 | 0
|  |  | 16 | 0.257 | 0 | 0 | 0
|  |  | 17 | 0.0031485 | 0 | 0 | 0
|  |  | 18 | 0.0031485 | 0 | 0 | 0
|  |  | 19 | 0.19247 | 0 | 0 | 0
|  | 10 | 10 | 0.001514 | 0 | 0 | 0
|  |  | 11 | 0.001514 | 0 | 0 | 0
|  |  | 12 | 0.001514 | 0 | 0 | 0
|  |  | 13 | 0.19083 | 0 | 0 | 0
|  |  | 14 | 0.001514 | 0 | 0 | 0
|  |  | 15 | 0.001514 | 0 | 0 | 0
|  |  | 16 | 0.001514 | 0 | 0 | 0
|  |  | 17 | 0.257 | 0 | 0 | 0
|  |  | 18 | 0.0031485 | 0 | 0 | 0
|  |  | 19 | 0.19247 | 0 | 0 | 0
|  |  | 20 | 0.15728 | 0 | 0 | 0
|  | 11 | 1 | 1.9587 | 0 | 0 | 0
|  | 12 | 1 | 0.23816 | 0 | 0 | 0
Electricity | PV_Building2 | 1 | 7 | 0 | 0.1436 | 0 | 0
|  |  | 8 | 0 | 0.60857 | 0 | 0
|  |  | 9 | 0 | 1.1413 | 0 | 0
|  |  | 10 | 0 | 1.6348 | 0 | 0
|  |  | 11 | 0 | 1.9842 | 0 | 0
|  |  | 12 | 0 | 2.1925 | 0 | 0
|  |  | 13 | 0 | 2.26 | 0 | 0
|  |  | 14 | 0 | 15.8951 | 0 | 0
|  |  | 15 | 0 | 13.9644 | 0 | 0
|  |  | 16 | 0 | 11.0691 | 0 | 0
|  |  | 17 | 0 | 7.7472 | 0 | 0
|  |  | 18 | 0 | 3.6384 | 0 | 0
|  |  | 19 | 0 | 0.13974 | 0 | 0
|  | 2 | 8 | 0 | 0.075839 | 0 | 0
|  |  | 9 | 0 | 1.3558 | 0 | 0
|  |  | 10 | 0 | 2.7292 | 0 | 0
|  |  | 11 | 0 | 3.9359 | 0 | 0
|  |  | 12 | 0 | 4.7266 | 0 | 0
|  |  | 13 | 0 | 5.1894 | 0 | 0
|  |  | 14 | 0 | 4.8222 | 0 | 0
|  |  | 15 | 0 | 3.8759 | 0 | 0
|  |  | 16 | 0 | 2.8907 | 0 | 0
|  |  | 17 | 0 | 1.6404 | 0 | 0
|  |  | 18 | 0 | 0.18832 | 0 | 0
|  | 3 | 7 | 0 | 0.077568 | 0 | 0
|  |  | 8 | 0 | 4.4351 | 0 | 0
|  |  | 9 | 0 | 10.4743 | 0 | 0
|  |  | 10 | 0 | 15.9718 | 0 | 0
|  |  | 11 | 0 | 19.9836 | 0 | 0
|  |  | 12 | 0 | 22.3647 | 0 | 0
|  |  | 13 | 0 | 23.3085 | 0 | 0
|  |  | 14 | 0 | 22.6217 | 0 | 0
|  |  | 15 | 0 | 20.1537 | 0 | 0
|  |  | 16 | 0 | 16.3027 | 0 | 0
|  |  | 17 | 0 | 11.2132 | 0 | 0
|  |  | 18 | 0 | 5.3626 | 0 | 0
|  |  | 19 | 0 | 0.22089 | 0 | 0
|  | 4 | 9 | 0 | 0.15438 | 0 | 0
|  |  | 10 | 0 | 1.0741 | 0 | 0
|  |  | 11 | 0 | 1.7562 | 0 | 0
|  |  | 12 | 0 | 2.3951 | 0 | 0
|  |  | 13 | 0 | 2.2795 | 0 | 0
|  |  | 14 | 0 | 10.134 | 0 | 0
|  |  | 15 | 0 | 7.3218 | 0 | 0
|  |  | 16 | 0 | 3.7628 | 0 | 0
|  |  | 17 | 0 | 0.15148 | 0 | 0
|  | 5 | 9 | 0 | 0.079417 | 0 | 0
|  |  | 10 | 0 | 1.1433 | 0 | 0
|  |  | 11 | 0 | 1.9204 | 0 | 0
|  |  | 12 | 0 | 1.6838 | 0 | 0
|  |  | 13 | 0 | 1.8377 | 0 | 0
|  |  | 14 | 0 | 9.2127 | 0 | 0
|  |  | 15 | 0 | 7.0727 | 0 | 0
|  |  | 16 | 0 | 3.7076 | 0 | 0
|  |  | 17 | 0 | 0.077689 | 0 | 0
|  | 6 | 6 | 0 | 0.35651 | 0 | 0
|  |  | 7 | 0 | 2.5354 | 0 | 0
|  |  | 8 | 0 | 4.6285 | 0 | 0
|  |  | 9 | 0 | 6.7042 | 0 | 0
|  |  | 10 | 0 | 10.2213 | 0 | 0
|  |  | 11 | 0 | 10.6906 | 0 | 0
|  |  | 12 | 0 | 13.2816 | 0 | 0
|  |  | 13 | 0 | 13.2713 | 0 | 0
|  |  | 14 | 0 | 13.9956 | 0 | 0
|  |  | 15 | 0 | 13.4504 | 0 | 0
|  |  | 16 | 0 | 9.137 | 0 | 0
|  |  | 17 | 0 | 4.8046 | 0 | 0
|  |  | 18 | 0 | 2.6212 | 0 | 0
|  |  | 19 | 0 | 1.0102 | 0 | 0
|  |  | 20 | 0 | 0.17536 | 0 | 0
|  | 7 | 7 | 0 | 0.036397 | 0 | 0
|  |  | 8 | 0 | 2.8913 | 0 | 0
|  |  | 9 | 0 | 6.64 | 0 | 0
|  |  | 10 | 0 | 10.4594 | 0 | 0
|  |  | 11 | 0 | 13.0941 | 0 | 0
|  |  | 12 | 0 | 14.0377 | 0 | 0
|  |  | 13 | 0 | 14.2012 | 0 | 0
|  |  | 14 | 0 | 12.5228 | 0 | 0
|  |  | 15 | 0 | 10.5466 | 0 | 0
|  |  | 16 | 0 | 7.931 | 0 | 0
|  |  | 17 | 0 | 4.3894 | 0 | 0
|  |  | 18 | 0 | 0.34645 | 0 | 0
|  | 8 | 6 | 0 | 0.14489 | 0 | 0
|  |  | 7 | 0 | 4.1096 | 0 | 0
|  |  | 8 | 0 | 9.4317 | 0 | 0
|  |  | 9 | 0 | 14.5955 | 0 | 0
|  |  | 10 | 0 | 18.9458 | 0 | 0
|  |  | 11 | 0 | 21.8227 | 0 | 0
|  |  | 12 | 0 | 23.3629 | 0 | 0
|  |  | 13 | 0 | 23.3972 | 0 | 0
|  |  | 14 | 0 | 22.8144 | 0 | 0
|  |  | 15 | 0 | 20.682 | 0 | 0
|  |  | 16 | 0 | 17.7111 | 0 | 0
|  |  | 17 | 0 | 13.6861 | 0 | 0
|  |  | 18 | 0 | 8.9957 | 0 | 0
|  |  | 19 | 0 | 4.2466 | 0 | 0
|  |  | 20 | 0 | 0.2075 | 0 | 0
|  | 9 | 6 | 0 | 0.035613 | 0 | 0
|  |  | 7 | 0 | 3.1816 | 0 | 0
|  |  | 8 | 0 | 8.6255 | 0 | 0
|  |  | 9 | 0 | 14.0605 | 0 | 0
|  |  | 10 | 0 | 18.3643 | 0 | 0
|  |  | 11 | 0 | 21.4934 | 0 | 0
|  |  | 12 | 0 | 23.3061 | 0 | 0
|  |  | 13 | 0 | 23.8752 | 0 | 0
|  |  | 14 | 0 | 23.2151 | 0 | 0
|  |  | 15 | 0 | 21.2293 | 0 | 0
|  |  | 16 | 0 | 17.8856 | 0 | 0
|  |  | 17 | 0 | 13.484 | 0 | 0
|  |  | 18 | 0 | 8.1544 | 0 | 0
|  |  | 19 | 0 | 2.8889 | 0 | 0
|  | 10 | 6 | 0 | 2.6188 | 0 | 0
|  |  | 7 | 0 | 7.5642 | 0 | 0
|  |  | 8 | 0 | 12.9513 | 0 | 0
|  |  | 9 | 0 | 17.7648 | 0 | 0
|  |  | 10 | 0 | 21.6392 | 0 | 0
|  |  | 11 | 0 | 24.3894 | 0 | 0
|  |  | 12 | 0 | 25.9366 | 0 | 0
|  |  | 13 | 0 | 26.3434 | 0 | 0
|  |  | 14 | 0 | 25.6256 | 0 | 0
|  |  | 15 | 0 | 24.0073 | 0 | 0
|  |  | 16 | 0 | 21.2445 | 0 | 0
|  |  | 17 | 0 | 17.4848 | 0 | 0
|  |  | 18 | 0 | 12.887 | 0 | 0
|  |  | 19 | 0 | 7.7183 | 0 | 0
|  |  | 20 | 0 | 2.8802 | 0 | 0
|  |  | 21 | 0 | 0.033844 | 0 | 0
|  | 12 | 1 | 0 | 1.245 | 23.5646 | 0
NaturalGas | NG_Boiler_Building2 | 1 | 1 | 2.2885 | 0 | 0 | 0
|  |  | 2 | 2.3612 | 0 | 0 | 0
|  |  | 3 | 2.3976 | 0 | 0 | 0
|  |  | 4 | 2.434 | 0 | 0 | 0
|  |  | 5 | 2.434 | 0 | 0 | 0
|  |  | 6 | 2.309 | 0 | 0 | 0
|  |  | 7 | 2.1832 | 0 | 0 | 0
|  |  | 8 | 1.8416 | 0 | 0 | 0
|  |  | 9 | 1.8968 | 0 | 0 | 0
|  |  | 10 | 1.777 | 0 | 0 | 0
|  |  | 11 | 1.5665 | 0 | 0 | 0
|  |  | 12 | 1.3176 | 0 | 0 | 0
|  |  | 13 | 1.0273 | 0 | 0 | 0
|  |  | 14 | 0.0081456 | 0 | 0 | 0
|  |  | 15 | 0.0081456 | 0 | 0 | 0
|  |  | 16 | 0.0081456 | 0 | 0 | 0
|  |  | 17 | 0.0081456 | 0 | 0 | 0
|  |  | 18 | 0.0081456 | 0 | 0 | 0
|  |  | 19 | 1.0267 | 0 | 0 | 0
|  |  | 20 | 1.2813 | 0 | 0 | 0
|  |  | 21 | 0.0081456 | 0 | 0 | 0
|  |  | 22 | 0.99896 | 0 | 0 | 0
|  |  | 23 | 1.7268 | 0 | 0 | 0
|  |  | 24 | 2.1793 | 0 | 0 | 0
|  | 2 | 1 | 5.4176 | 0 | 0 | 0
|  |  | 2 | 5.5632 | 0 | 0 | 0
|  |  | 3 | 5.7451 | 0 | 0 | 0
|  |  | 4 | 5.8179 | 0 | 0 | 0
|  |  | 5 | 5.8906 | 0 | 0 | 0
|  |  | 6 | 5.8384 | 0 | 0 | 0
|  |  | 7 | 5.8835 | 0 | 0 | 0
|  |  | 8 | 5.7123 | 0 | 0 | 0
|  |  | 9 | 5.6583 | 0 | 0 | 0
|  |  | 10 | 5.3306 | 0 | 0 | 0
|  |  | 11 | 5.0691 | 0 | 0 | 0
|  |  | 12 | 4.7783 | 0 | 0 | 0
|  |  | 13 | 4.5239 | 0 | 0 | 0
|  |  | 14 | 3.8233 | 0 | 0 | 0
|  |  | 15 | 3.1902 | 0 | 0 | 0
|  |  | 16 | 2.4609 | 0 | 0 | 0
|  |  | 17 | 2.4435 | 0 | 0 | 0
|  |  | 18 | 4.2533 | 0 | 0 | 0
|  |  | 19 | 5.5376 | 0 | 0 | 0
|  |  | 20 | 5.8974 | 0 | 0 | 0
|  |  | 21 | 5.7334 | 0 | 0 | 0
|  |  | 22 | 5.9112 | 0 | 0 | 0
|  |  | 23 | 6.0931 | 0 | 0 | 0
|  |  | 24 | 6.4364 | 0 | 0 | 0
|  | 3 | 1 | 5.7815 | 0 | 0 | 0
|  |  | 2 | 6.2909 | 0 | 0 | 0
|  |  | 3 | 6.8003 | 0 | 0 | 0
|  |  | 4 | 7.0913 | 0 | 0 | 0
|  |  | 5 | 7.346 | 0 | 0 | 0
|  |  | 6 | 7.403 | 0 | 0 | 0
|  |  | 7 | 7.4094 | 0 | 0 | 0
|  |  | 8 | 6.5795 | 0 | 0 | 0
|  |  | 9 | 5.7989 | 0 | 0 | 0
|  |  | 10 | 4.8112 | 0 | 0 | 0
|  |  | 11 | 3.9018 | 0 | 0 | 0
|  |  | 12 | 3.2346 | 0 | 0 | 0
|  |  | 13 | 2.6547 | 0 | 0 | 0
|  |  | 14 | 1.2179 | 0 | 0 | 0
|  |  | 15 | 0.23138 | 0 | 0 | 0
|  |  | 16 | 0.0081456 | 0 | 0 | 0
|  |  | 17 | 0.34097 | 0 | 0 | 0
|  |  | 18 | 2.4108 | 0 | 0 | 0
|  |  | 19 | 4.0337 | 0 | 0 | 0
|  |  | 20 | 4.442 | 0 | 0 | 0
|  |  | 21 | 4.4599 | 0 | 0 | 0
|  |  | 22 | 4.7832 | 0 | 0 | 0
|  |  | 23 | 5.0379 | 0 | 0 | 0
|  |  | 24 | 5.454 | 0 | 0 | 0
|  | 4 | 1 | 6.8003 | 0 | 0 | 0
|  |  | 2 | 6.9094 | 0 | 0 | 0
|  |  | 3 | 7.0186 | 0 | 0 | 0
|  |  | 4 | 7.0913 | 0 | 0 | 0
|  |  | 5 | 7.1619 | 0 | 0 | 0
|  |  | 6 | 6.9877 | 0 | 0 | 0
|  |  | 7 | 6.8759 | 0 | 0 | 0
|  |  | 8 | 6.748 | 0 | 0 | 0
|  |  | 9 | 6.9372 | 0 | 0 | 0
|  |  | 10 | 6.6141 | 0 | 0 | 0
|  |  | 11 | 6.2945 | 0 | 0 | 0
|  |  | 12 | 5.976 | 0 | 0 | 0
|  |  | 13 | 5.7702 | 0 | 0 | 0
|  |  | 14 | 4.4614 | 0 | 0 | 0
|  |  | 15 | 4.0965 | 0 | 0 | 0
|  |  | 16 | 3.8559 | 0 | 0 | 0
|  |  | 17 | 4.3813 | 0 | 0 | 0
|  |  | 18 | 5.1698 | 0 | 0 | 0
|  |  | 19 | 5.9442 | 0 | 0 | 0
|  |  | 20 | 6.3952 | 0 | 0 | 0
|  |  | 21 | 6.3133 | 0 | 0 | 0
|  |  | 22 | 6.4569 | 0 | 0 | 0
|  |  | 23 | 6.6025 | 0 | 0 | 0
|  |  | 24 | 6.873 | 0 | 0 | 0
|  | 5 | 1 | 9.0921 | 0 | 0 | 0
|  |  | 2 | 9.0921 | 0 | 0 | 0
|  |  | 3 | 9.0921 | 0 | 0 | 0
|  |  | 4 | 9.0921 | 0 | 0 | 0
|  |  | 5 | 9.0921 | 0 | 0 | 0
|  |  | 6 | 9.0921 | 0 | 0 | 0
|  |  | 7 | 9.0921 | 0 | 0 | 0
|  |  | 8 | 9.0921 | 0 | 0 | 0
|  |  | 9 | 9.0921 | 0 | 0 | 0
|  |  | 10 | 8.8591 | 0 | 0 | 0
|  |  | 11 | 8.5119 | 0 | 0 | 0
|  |  | 12 | 8.3072 | 0 | 0 | 0
|  |  | 13 | 8.1238 | 0 | 0 | 0
|  |  | 14 | 7.1938 | 0 | 0 | 0
|  |  | 15 | 7.1691 | 0 | 0 | 0
|  |  | 16 | 7.24 | 0 | 0 | 0
|  |  | 17 | 7.6252 | 0 | 0 | 0
|  |  | 18 | 7.4697 | 0 | 0 | 0
|  |  | 19 | 7.8321 | 0 | 0 | 0
|  |  | 20 | 8.0442 | 0 | 0 | 0
|  |  | 21 | 7.8438 | 0 | 0 | 0
|  |  | 22 | 8.0124 | 0 | 0 | 0
|  |  | 23 | 9.0921 | 0 | 0 | 0
|  |  | 24 | 9.0921 | 0 | 0 | 0
|  | 6 | 1 | 1.4152 | 0 | 0 | 0
|  |  | 2 | 1.6699 | 0 | 0 | 0
|  |  | 3 | 1.7791 | 0 | 0 | 0
|  |  | 4 | 1.9246 | 0 | 0 | 0
|  |  | 5 | 1.9974 | 0 | 0 | 0
|  |  | 6 | 1.8293 | 0 | 0 | 0
|  |  | 7 | 1.4961 | 0 | 0 | 0
|  |  | 8 | 1.0653 | 0 | 0 | 0
|  |  | 9 | 0.99412 | 0 | 0 | 0
|  |  | 10 | 0.68909 | 0 | 0 | 0
|  |  | 11 | 0.36443 | 0 | 0 | 0
|  |  | 12 | 0.058404 | 0 | 0 | 0
|  |  | 13 | 1.0267 | 0 | 0 | 0
|  |  | 14 | 0.0081456 | 0 | 0 | 0
|  |  | 15 | 0.0081456 | 0 | 0 | 0
|  |  | 16 | 0.0081456 | 0 | 0 | 0
|  |  | 17 | 0.0081456 | 0 | 0 | 0
|  |  | 18 | 0.0081456 | 0 | 0 | 0
|  |  | 19 | 1.0267 | 0 | 0 | 0
|  |  | 20 | 1.2813 | 0 | 0 | 0
|  |  | 21 | 0.0081456 | 0 | 0 | 0
|  |  | 22 | 0.0081456 | 0 | 0 | 0
|  |  | 23 | 0.76985 | 0 | 0 | 0
|  |  | 24 | 2.0338 | 0 | 0 | 0
|  | 7 | 1 | 0.45161 | 0 | 0 | 0
|  |  | 2 | 2.7615 | 0 | 0 | 0
|  |  | 3 | 2.9798 | 0 | 0 | 0
|  |  | 4 | 3.0526 | 0 | 0 | 0
|  |  | 5 | 3.1617 | 0 | 0 | 0
|  |  | 6 | 3.1095 | 0 | 0 | 0
|  |  | 7 | 3.0818 | 0 | 0 | 0
|  |  | 8 | 2.328 | 0 | 0 | 0
|  |  | 9 | 1.7472 | 0 | 0 | 0
|  |  | 10 | 0.89317 | 0 | 0 | 0
|  |  | 11 | 0.098457 | 0 | 0 | 0
|  |  | 12 | 0.0081456 | 0 | 0 | 0
|  |  | 13 | 1.0267 | 0 | 0 | 0
|  |  | 14 | 0.0081456 | 0 | 0 | 0
|  |  | 15 | 0.0081456 | 0 | 0 | 0
|  |  | 16 | 0.0081456 | 0 | 0 | 0
|  |  | 17 | 0.0081456 | 0 | 0 | 0
|  |  | 18 | 0.0081456 | 0 | 0 | 0
|  |  | 19 | 1.0267 | 0 | 0 | 0
|  |  | 20 | 1.2813 | 0 | 0 | 0
|  |  | 21 | 0.0081456 | 0 | 0 | 0
|  |  | 22 | 0.0081456 | 0 | 0 | 0
|  |  | 23 | 0.0081456 | 0 | 0 | 0
|  |  | 24 | 0.0081456 | 0 | 0 | 0
|  | 8 | 1 | 0.0081456 | 0 | 0 | 0
|  |  | 2 | 0.0081456 | 0 | 0 | 0
|  |  | 3 | 0.0081456 | 0 | 0 | 0
|  |  | 4 | 0.0081456 | 0 | 0 | 0
|  |  | 5 | 0.0081456 | 0 | 0 | 0
|  |  | 6 | 0.0081456 | 0 | 0 | 0
|  |  | 7 | 0.77205 | 0 | 0 | 0
|  |  | 8 | 0.0081456 | 0 | 0 | 0
|  |  | 9 | 0.0081456 | 0 | 0 | 0
|  |  | 10 | 0.0081456 | 0 | 0 | 0
|  |  | 11 | 0.0081456 | 0 | 0 | 0
|  |  | 12 | 0.0081456 | 0 | 0 | 0
|  |  | 13 | 1.0267 | 0 | 0 | 0
|  |  | 14 | 0.0081456 | 0 | 0 | 0
|  |  | 15 | 0.0081456 | 0 | 0 | 0
|  |  | 16 | 0.0081456 | 0 | 0 | 0
|  |  | 17 | 0.0081456 | 0 | 0 | 0
|  |  | 18 | 0.0081456 | 0 | 0 | 0
|  |  | 19 | 1.0267 | 0 | 0 | 0
|  |  | 20 | 1.2813 | 0 | 0 | 0
|  |  | 21 | 0.0081456 | 0 | 0 | 0
|  |  | 22 | 0.0081456 | 0 | 0 | 0
|  |  | 23 | 0.0081456 | 0 | 0 | 0
|  |  | 24 | 0.0081456 | 0 | 0 | 0
|  | 9 | 1 | 0.0081456 | 0 | 0 | 0
|  |  | 2 | 0.0081456 | 0 | 0 | 0
|  |  | 3 | 0.0081456 | 0 | 0 | 0
|  |  | 4 | 0.0081456 | 0 | 0 | 0
|  |  | 5 | 0.0081456 | 0 | 0 | 0
|  |  | 6 | 0.0081456 | 0 | 0 | 0
|  |  | 7 | 0.77205 | 0 | 0 | 0
|  |  | 8 | 0.0081456 | 0 | 0 | 0
|  |  | 9 | 0.0081456 | 0 | 0 | 0
|  |  | 10 | 0.0081456 | 0 | 0 | 0
|  |  | 11 | 0.0081456 | 0 | 0 | 0
|  |  | 12 | 0.0081456 | 0 | 0 | 0
|  |  | 13 | 1.0267 | 0 | 0 | 0
|  |  | 14 | 0.0081456 | 0 | 0 | 0
|  |  | 15 | 0.0081456 | 0 | 0 | 0
|  |  | 16 | 0.0081456 | 0 | 0 | 0
|  |  | 17 | 0.0081456 | 0 | 0 | 0
|  |  | 18 | 0.0081456 | 0 | 0 | 0
|  |  | 19 | 1.0267 | 0 | 0 | 0
|  |  | 20 | 1.2813 | 0 | 0 | 0
|  |  | 21 | 0.0081456 | 0 | 0 | 0
|  |  | 22 | 0.0081456 | 0 | 0 | 0
|  |  | 23 | 0.0081456 | 0 | 0 | 0
|  |  | 24 | 0.0081456 | 0 | 0 | 0
|  | 10 | 1 | 0.0081456 | 0 | 0 | 0
|  |  | 2 | 0.0081456 | 0 | 0 | 0
|  |  | 3 | 0.0081456 | 0 | 0 | 0
|  |  | 4 | 0.0081456 | 0 | 0 | 0
|  |  | 5 | 0.0081456 | 0 | 0 | 0
|  |  | 6 | 0.0081456 | 0 | 0 | 0
|  |  | 7 | 0.77205 | 0 | 0 | 0
|  |  | 8 | 0.0081456 | 0 | 0 | 0
|  |  | 9 | 0.0081456 | 0 | 0 | 0
|  |  | 10 | 0.0081456 | 0 | 0 | 0
|  |  | 11 | 0.0081456 | 0 | 0 | 0
|  |  | 12 | 0.0081456 | 0 | 0 | 0
|  |  | 13 | 1.0267 | 0 | 0 | 0
|  |  | 14 | 0.0081456 | 0 | 0 | 0
|  |  | 15 | 0.0081456 | 0 | 0 | 0
|  |  | 16 | 0.0081456 | 0 | 0 | 0
|  |  | 17 | 0.0081456 | 0 | 0 | 0
|  |  | 18 | 0.0081456 | 0 | 0 | 0
|  |  | 19 | 1.0267 | 0 | 0 | 0
|  |  | 20 | 1.2813 | 0 | 0 | 0
|  |  | 21 | 0.0081456 | 0 | 0 | 0
|  |  | 22 | 0.0081456 | 0 | 0 | 0
|  |  | 23 | 0.0081456 | 0 | 0 | 0
|  |  | 24 | 0.0081456 | 0 | 0 | 0
|  | 11 | 1 | 2.8339 | 0 | 0 | 0
|  | 12 | 1 | 1.2813 | 0 | 0 | 0

## df_Grid_t
Layer | Hub | Period | Time | Cost_demand | Cost_supply | GWP_demand | GWP_supply | Grid_demand | Grid_supply | Uncontrollable_load
Electricity | Building1 | 1 | 1 | 0.1746 | 0.3346 | 0.13 | 0.13 | 0 | 0.22073 | 0.22073
|  |  | 2 | 0.1746 | 0.3346 | 0.13 | 0.13 | 0 | 0.22073 | 0.22073
|  |  | 3 | 0.1746 | 0.3346 | 0.13 | 0.13 | 0 | 0.22073 | 0.22073
|  |  | 4 | 0.1746 | 0.3346 | 0.13 | 0.13 | 0 | 0.22073 | 0.22073
|  |  | 5 | 0.1746 | 0.3346 | 0.13 | 0.13 | 0 | 0.22073 | 0.22073
|  |  | 6 | 0.1746 | 0.3346 | 0.13 | 0.13 | 0 | 1.1986 | 0.44145
|  |  | 7 | 0.1746 | 0.3346 | 0.13 | 0.13 | 0 | 2.4414 | 1.802
|  |  | 8 | 0.1746 | 0.3346 | 0.13 | 0.13 | 0 | 0.35587 | 0.58454
|  |  | 9 | 0.1746 | 0.3346 | 0.13 | 0.13 | 0.31184 | 0 | 0.25691
|  |  | 10 | 0.1746 | 0.3346 | 0.13 | 0.13 | 0.92135 | 0 | 0.25691
|  |  | 11 | 0.1746 | 0.3346 | 0.13 | 0.13 | 1.4672 | 0 | 0.25691
|  |  | 12 | 0.1746 | 0.3346 | 0.13 | 0.13 | 1.7157 | 0 | 0.25691
|  |  | 13 | 0.1746 | 0.3346 | 0.13 | 0.13 | 0 | 0 | 1.9089
|  |  | 14 | 0.1746 | 0.3346 | 0.13 | 0.13 | 19.9525 | 0 | 0.58454
|  |  | 15 | 0.1746 | 0.3346 | 0.13 | 0.13 | 17.7052 | 0 | 0.25691
|  |  | 16 | 0.1746 | 0.3346 | 0.13 | 0.13 | 13.823 | 0 | 0.25691
|  |  | 17 | 0.1746 | 0.3346 | 0.13 | 0.13 | 9.3434 | 0 | 0.25691
|  |  | 18 | 0.1746 | 0.3346 | 0.13 | 0.13 | 2.8219 | 0 | 0.58454
|  |  | 19 | 0.1746 | 0.3346 | 0.13 | 0.13 | 0 | 2.1834 | 1.9089
|  |  | 20 | 0.1746 | 0.3346 | 0.13 | 0.13 | 0 | 2.3142 | 2.3142
|  |  | 21 | 0.1746 | 0.3346 | 0.13 | 0.13 | 0 | 0.54836 | 0.54836
|  |  | 22 | 0.1746 | 0.3346 | 0.13 | 0.13 | 0 | 0.44145 | 0.44145
|  |  | 23 | 0.1746 | 0.3346 | 0.13 | 0.13 | 0 | 0.44145 | 0.44145
|  |  | 24 | 0.1746 | 0.3346 | 0.13 | 0.13 | 0 | 0.22073 | 0.22073
|  | 2 | 1 | 0.1746 | 0.3346 | 0.13 | 0.13 | 0 | 3.5066 | 0.22073
|  |  | 2 | 0.1746 | 0.3346 | 0.13 | 0.13 | 0 | 3.4177 | 0.22073
|  |  | 3 | 0.1746 | 0.3346 | 0.13 | 0.13 | 0 | 3.5465 | 0.22073
|  |  | 4 | 0.1746 | 0.3346 | 0.13 | 0.13 | 0 | 3.5637 | 0.22073
|  |  | 5 | 0.1746 | 0.3346 | 0.13 | 0.13 | 0 | 3.577 | 0.22073
|  |  | 6 | 0.1746 | 0.3346 | 0.13 | 0.13 | 0 | 3.7805 | 0.44145
|  |  | 7 | 0.1746 | 0.3346 | 0.13 | 0.13 | 0 | 4.5339 | 1.802
|  |  | 8 | 0.1746 | 0.3346 | 0.13 | 0.13 | 0 | 3.7878 | 0.58454
|  |  | 9 | 0.1746 | 0.3346 | 0.13 | 0.13 | 0 | 1.6508 | 0.25691
|  |  | 10 | 0.1746 | 0.3346 | 0.13 | 0.13 | 0.5199 | 0 | 0.25691
|  |  | 11 | 0.1746 | 0.3346 | 0.13 | 0.13 | 1.9082 | 0 | 0.25691
|  |  | 12 | 0.1746 | 0.3346 | 0.13 | 0.13 | 2.5414 | 0 | 0.25691
|  |  | 13 | 0.1746 | 0.3346 | 0.13 | 0.13 | 1.6807 | 0 | 1.9089
|  |  | 14 | 0.1746 | 0.3346 | 0.13 | 0.13 | 2.4698 | 0 | 0.58454
|  |  | 15 | 0.1746 | 0.3346 | 0.13 | 0.13 | 1.6809 | 0 | 0.25691
|  |  | 16 | 0.1746 | 0.3346 | 0.13 | 0.13 | 0.28494 | 0 | 0.25691
|  |  | 17 | 0.1746 | 0.3346 | 0.13 | 0.13 | 0 | 0 | 0.25691
|  |  | 18 | 0.1746 | 0.3346 | 0.13 | 0.13 | 0 | 2.373 | 0.58454
|  |  | 19 | 0.1746 | 0.3346 | 0.13 | 0.13 | 0 | 4.7992 | 1.9089
|  |  | 20 | 0.1746 | 0.3346 | 0.13 | 0.13 | 0 | 4.7144 | 2.3142
|  |  | 21 | 0.1746 | 0.3346 | 0.13 | 0.13 | 0 | 3.2578 | 0.54836
|  |  | 22 | 0.1746 | 0.3346 | 0.13 | 0.13 | 0 | 3.7943 | 0.44145
|  |  | 23 | 0.1746 | 0.3346 | 0.13 | 0.13 | 0 | 0.44145 | 0.44145
|  |  | 24 | 0.1746 | 0.3346 | 0.13 | 0.13 | 0 | 0.22073 | 0.22073
|  | 3 | 1 | 0.1746 | 0.3346 | 0.13 | 0.13 | 0 | 3.5438 | 0.22073
|  |  | 2 | 0.1746 | 0.3346 | 0.13 | 0.13 | 0 | 0.22073 | 0.22073
|  |  | 3 | 0.1746 | 0.3346 | 0.13 | 0.13 | 0 | 0.22073 | 0.22073
|  |  | 4 | 0.1746 | 0.3346 | 0.13 | 0.13 | 0 | 3.8984 | 0.22073
|  |  | 5 | 0.1746 | 0.3346 | 0.13 | 0.13 | 0 | 3.7028 | 0.22073
|  |  | 6 | 0.1746 | 0.3346 | 0.13 | 0.13 | 0 | 4.0844 | 0.44145
|  |  | 7 | 0.1746 | 0.3346 | 0.13 | 0.13 | 0 | 5.3384 | 1.802
|  |  | 8 | 0.1746 | 0.3346 | 0.13 | 0.13 | 1.654 | 0 | 0.58454
|  |  | 9 | 0.1746 | 0.3346 | 0.13 | 0.13 | 10.4364 | 0 | 0.25691
|  |  | 10 | 0.1746 | 0.3346 | 0.13 | 0.13 | 17.6131 | 0 | 0.25691
|  |  | 11 | 0.1746 | 0.3346 | 0.13 | 0.13 | 23.2275 | 0 | 0.25691
|  |  | 12 | 0.1746 | 0.3346 | 0.13 | 0.13 | 27.0502 | 0 | 0.25691
|  |  | 13 | 0.1746 | 0.3346 | 0.13 | 0.13 | 27.0504 | 0 | 1.9089
|  |  | 14 | 0.1746 | 0.3346 | 0.13 | 0.13 | 28.2553 | 0 | 0.58454
|  |  | 15 | 0.1746 | 0.3346 | 0.13 | 0.13 | 25.8295 | 0 | 0.25691
|  |  | 16 | 0.1746 | 0.3346 | 0.13 | 0.13 | 19.9152 | 0 | 0.25691
|  |  | 17 | 0.1746 | 0.3346 | 0.13 | 0.13 | 13.5648 | 0 | 0.25691
|  |  | 18 | 0.1746 | 0.3346 | 0.13 | 0.13 | 3.8054 | 0 | 0.58454
|  |  | 19 | 0.1746 | 0.3346 | 0.13 | 0.13 | 0 | 3.2288 | 1.9089
|  |  | 20 | 0.1746 | 0.3346 | 0.13 | 0.13 | 0 | 5.5122 | 2.3142
|  |  | 21 | 0.1746 | 0.3346 | 0.13 | 0.13 | 0 | 2.7293 | 0.54836
|  |  | 22 | 0.1746 | 0.3346 | 0.13 | 0.13 | 0 | 2.8219 | 0.44145
|  |  | 23 | 0.1746 | 0.3346 | 0.13 | 0.13 | 0 | 2.9869 | 0.44145
|  |  | 24 | 0.1746 | 0.3346 | 0.13 | 0.13 | 0 | 3.1753 | 0.22073
|  | 4 | 1 | 0.1746 | 0.3346 | 0.13 | 0.13 | 0 | 3.9215 | 0.22073
|  |  | 2 | 0.1746 | 0.3346 | 0.13 | 0.13 | 0 | 3.9128 | 0.22073
|  |  | 3 | 0.1746 | 0.3346 | 0.13 | 0.13 | 0 | 3.9042 | 0.22073
|  |  | 4 | 0.1746 | 0.3346 | 0.13 | 0.13 | 0 | 3.8984 | 0.22073
|  |  | 5 | 0.1746 | 0.3346 | 0.13 | 0.13 | 0 | 3.8926 | 0.22073
|  |  | 6 | 0.1746 | 0.3346 | 0.13 | 0.13 | 0 | 4.1104 | 0.44145
|  |  | 7 | 0.1746 | 0.3346 | 0.13 | 0.13 | 0 | 5.0702 | 1.802
|  |  | 8 | 0.1746 | 0.3346 | 0.13 | 0.13 | 0 | 4.2477 | 0.58454
|  |  | 9 | 0.1746 | 0.3346 | 0.13 | 0.13 | 0 | 3.7167 | 0.25691
|  |  | 10 | 0.1746 | 0.3346 | 0.13 | 0.13 | 0 | 2.5047 | 0.25691
|  |  | 11 | 0.1746 | 0.3346 | 0.13 | 0.13 | 0 | 1.6076 | 0.25691
|  |  | 12 | 0.1746 | 0.3346 | 0.13 | 0.13 | 0 | 0.31543 | 0.25691
|  |  | 13 | 0.1746 | 0.3346 | 0.13 | 0.13 | 0 | 2.0099 | 1.9089
|  |  | 14 | 0.1746 | 0.3346 | 0.13 | 0.13 | 9.6794 | 0 | 0.58454
|  |  | 15 | 0.1746 | 0.3346 | 0.13 | 0.13 | 6.1569 | 0 | 0.25691
|  |  | 16 | 0.1746 | 0.3346 | 0.13 | 0.13 | 1.4525 | 0 | 0.25691
|  |  | 17 | 0.1746 | 0.3346 | 0.13 | 0.13 | 0 | 2.8434 | 0.25691
|  |  | 18 | 0.1746 | 0.3346 | 0.13 | 0.13 | 0 | 3.7261 | 0.58454
|  |  | 19 | 0.1746 | 0.3346 | 0.13 | 0.13 | 0 | 5.0694 | 1.9089
|  |  | 20 | 0.1746 | 0.3346 | 0.13 | 0.13 | 0 | 5.4452 | 2.3142
|  |  | 21 | 0.1746 | 0.3346 | 0.13 | 0.13 | 0 | 4.2752 | 0.54836
|  |  | 22 | 0.1746 | 0.3346 | 0.13 | 0.13 | 0 | 4.1596 | 0.44145
|  |  | 23 | 0.1746 | 0.3346 | 0.13 | 0.13 | 0 | 4.148 | 0.44145
|  |  | 24 | 0.1746 | 0.3346 | 0.13 | 0.13 | 0 | 3.9157 | 0.22073
|  | 5 | 1 | 0.1746 | 0.3346 | 0.13 | 0.13 | 0 | 0.44994 | 0.22073
|  |  | 2 | 0.1746 | 0.3346 | 0.13 | 0.13 | 0 | 0.71988 | 0.22073
|  |  | 3 | 0.1746 | 0.3346 | 0.13 | 0.13 | 0 | 1.2122 | 0.22073
|  |  | 4 | 0.1746 | 0.3346 | 0.13 | 0.13 | 0 | 2.4084 | 0.22073
|  |  | 5 | 0.1746 | 0.3346 | 0.13 | 0.13 | 0 | 2.9168 | 0.22073
|  |  | 6 | 0.1746 | 0.3346 | 0.13 | 0.13 | 0 | 2.5571 | 0.44145
|  |  | 7 | 0.1746 | 0.3346 | 0.13 | 0.13 | 0 | 3.6772 | 1.802
|  |  | 8 | 0.1746 | 0.3346 | 0.13 | 0.13 | 0 | 2.6143 | 0.58454
|  |  | 9 | 0.1746 | 0.3346 | 0.13 | 0.13 | 0 | 1.0771 | 0.25691
|  |  | 10 | 0.1746 | 0.3346 | 0.13 | 0.13 | 0 | 1.467 | 0.25691
|  |  | 11 | 0.1746 | 0.3346 | 0.13 | 0.13 | 0 | 1.2557 | 0.25691
|  |  | 12 | 0.1746 | 0.3346 | 0.13 | 0.13 | 0 | 1.5788 | 0.25691
|  |  | 13 | 0.1746 | 0.3346 | 0.13 | 0.13 | 0 | 3.0298 | 1.9089
|  |  | 14 | 0.1746 | 0.3346 | 0.13 | 0.13 | 8.1029 | 0 | 0.58454
|  |  | 15 | 0.1746 | 0.3346 | 0.13 | 0.13 | 5.5415 | 0 | 0.25691
|  |  | 16 | 0.1746 | 0.3346 | 0.13 | 0.13 | 1.041 | 0 | 0.25691
|  |  | 17 | 0.1746 | 0.3346 | 0.13 | 0.13 | 0 | 3.7844 | 0.25691
|  |  | 18 | 0.1746 | 0.3346 | 0.13 | 0.13 | 0 | 4.2101 | 0.58454
|  |  | 19 | 0.1746 | 0.3346 | 0.13 | 0.13 | 0 | 5.5298 | 1.9089
|  |  | 20 | 0.1746 | 0.3346 | 0.13 | 0.13 | 0 | 5.9282 | 2.3142
|  |  | 21 | 0.1746 | 0.3346 | 0.13 | 0.13 | 0 | 4.1577 | 0.54836
|  |  | 22 | 0.1746 | 0.3346 | 0.13 | 0.13 | 0 | 4.0462 | 0.44145
|  |  | 23 | 0.1746 | 0.3346 | 0.13 | 0.13 | 0 | 2.6983 | 0.44145
|  |  | 24 | 0.1746 | 0.3346 | 0.13 | 0.13 | 0 | 2.7335 | 0.22073
|  | 6 | 1 | 0.1746 | 0.3346 | 0.13 | 0.13 | 0 | 0.22836 | 0.22073
|  |  | 2 | 0.1746 | 0.3346 | 0.13 | 0.13 | 0 | 0.22073 | 0.22073
|  |  | 3 | 0.1746 | 0.3346 | 0.13 | 0.13 | 0 | 0.22459 | 0.22073
|  |  | 4 | 0.1746 | 0.3346 | 0.13 | 0.13 | 0 | 0.22461 | 0.22073
|  |  | 5 | 0.1746 | 0.3346 | 0.13 | 0.13 | 0 | 0.22462 | 0.22073
|  |  | 6 | 0.1746 | 0.3346 | 0.13 | 0.13 | 0 | 0 | 0.44145
|  |  | 7 | 0.1746 | 0.3346 | 0.13 | 0.13 | 0.99991 | 0 | 1.802
|  |  | 8 | 0.1746 | 0.3346 | 0.13 | 0.13 | 5.2831 | 0 | 0.58454
|  |  | 9 | 0.1746 | 0.3346 | 0.13 | 0.13 | 8.4173 | 0 | 0.25691
|  |  | 10 | 0.1746 | 0.3346 | 0.13 | 0.13 | 13.2198 | 0 | 0.25691
|  |  | 11 | 0.1746 | 0.3346 | 0.13 | 0.13 | 13.9511 | 0 | 0.25691
|  |  | 12 | 0.1746 | 0.3346 | 0.13 | 0.13 | 17.3532 | 0 | 0.25691
|  |  | 13 | 0.1746 | 0.3346 | 0.13 | 0.13 | 14.705 | 0 | 1.9089
|  |  | 14 | 0.1746 | 0.3346 | 0.13 | 0.13 | 17.4508 | 0 | 0.58454
|  |  | 15 | 0.1746 | 0.3346 | 0.13 | 0.13 | 17.0433 | 0 | 0.25691
|  |  | 16 | 0.1746 | 0.3346 | 0.13 | 0.13 | 11.2547 | 0 | 0.25691
|  |  | 17 | 0.1746 | 0.3346 | 0.13 | 0.13 | 4.8077 | 0 | 0.25691
|  |  | 18 | 0.1746 | 0.3346 | 0.13 | 0.13 | 2.0673 | 0 | 0.58454
|  |  | 19 | 0.1746 | 0.3346 | 0.13 | 0.13 | 0 | 1.0015 | 1.9089
|  |  | 20 | 0.1746 | 0.3346 | 0.13 | 0.13 | 0 | 2.0798 | 2.3142
|  |  | 21 | 0.1746 | 0.3346 | 0.13 | 0.13 | 0 | 0.54836 | 0.54836
|  |  | 22 | 0.1746 | 0.3346 | 0.13 | 0.13 | 0 | 0.44145 | 0.44145
|  |  | 23 | 0.1746 | 0.3346 | 0.13 | 0.13 | 0 | 0.44145 | 0.44145
|  |  | 24 | 0.1746 | 0.3346 | 0.13 | 0.13 | 0 | 0.22073 | 0.22073
|  | 7 | 1 | 0.1746 | 0.3346 | 0.13 | 0.13 | 0 | 0.22073 | 0.22073
|  |  | 2 | 0.1746 | 0.3346 | 0.13 | 0.13 | 0 | 0.22073 | 0.22073
|  |  | 3 | 0.1746 | 0.3346 | 0.13 | 0.13 | 0 | 0.22073 | 0.22073
|  |  | 4 | 0.1746 | 0.3346 | 0.13 | 0.13 | 0 | 0.22073 | 0.22073
|  |  | 5 | 0.1746 | 0.3346 | 0.13 | 0.13 | 0 | 0.22073 | 0.22073
|  |  | 6 | 0.1746 | 0.3346 | 0.13 | 0.13 | 0 | 0.44145 | 0.44145
|  |  | 7 | 0.1746 | 0.3346 | 0.13 | 0.13 | 0 | 2.0948 | 1.802
|  |  | 8 | 0.1746 | 0.3346 | 0.13 | 0.13 | 2.5093 | 0 | 0.58454
|  |  | 9 | 0.1746 | 0.3346 | 0.13 | 0.13 | 7.6188 | 0 | 0.25691
|  |  | 10 | 0.1746 | 0.3346 | 0.13 | 0.13 | 12.8605 | 0 | 0.25691
|  |  | 11 | 0.1746 | 0.3346 | 0.13 | 0.13 | 16.5581 | 0 | 0.25691
|  |  | 12 | 0.1746 | 0.3346 | 0.13 | 0.13 | 17.8369 | 0 | 0.25691
|  |  | 13 | 0.1746 | 0.3346 | 0.13 | 0.13 | 15.9999 | 0 | 1.9089
|  |  | 14 | 0.1746 | 0.3346 | 0.13 | 0.13 | 15.4913 | 0 | 0.58454
|  |  | 15 | 0.1746 | 0.3346 | 0.13 | 0.13 | 12.5428 | 0 | 0.25691
|  |  | 16 | 0.1746 | 0.3346 | 0.13 | 0.13 | 9.4169 | 0 | 0.25691
|  |  | 17 | 0.1746 | 0.3346 | 0.13 | 0.13 | 4.9732 | 0 | 0.25691
|  |  | 18 | 0.1746 | 0.3346 | 0.13 | 0.13 | 0 | 0.12892 | 0.58454
|  |  | 19 | 0.1746 | 0.3346 | 0.13 | 0.13 | 0 | 2.369 | 1.9089
|  |  | 20 | 0.1746 | 0.3346 | 0.13 | 0.13 | 0 | 2.6878 | 2.3142
|  |  | 21 | 0.1746 | 0.3346 | 0.13 | 0.13 | 0 | 0.54836 | 0.54836
|  |  | 22 | 0.1746 | 0.3346 | 0.13 | 0.13 | 0 | 0.44145 | 0.44145
|  |  | 23 | 0.1746 | 0.3346 | 0.13 | 0.13 | 0 | 0.44145 | 0.44145
|  |  | 24 | 0.1746 | 0.3346 | 0.13 | 0.13 | 0 | 0.22073 | 0.22073
|  | 8 | 1 | 0.1746 | 0.3346 | 0.13 | 0.13 | 0 | 0.22073 | 0.22073
|  |  | 2 | 0.1746 | 0.3346 | 0.13 | 0.13 | 0 | 0.22073 | 0.22073
|  |  | 3 | 0.1746 | 0.3346 | 0.13 | 0.13 | 0 | 0.22073 | 0.22073
|  |  | 4 | 0.1746 | 0.3346 | 0.13 | 0.13 | 0 | 0.22073 | 0.22073
|  |  | 5 | 0.1746 | 0.3346 | 0.13 | 0.13 | 0 | 0.22073 | 0.22073
|  |  | 6 | 0.1746 | 0.3346 | 0.13 | 0.13 | 0 | 0.24781 | 0.44145
|  |  | 7 | 0.1746 | 0.3346 | 0.13 | 0.13 | 3.3159 | 0 | 1.802
|  |  | 8 | 0.1746 | 0.3346 | 0.13 | 0.13 | 12.0174 | 0 | 0.58454
|  |  | 9 | 0.1746 | 0.3346 | 0.13 | 0.13 | 19.2468 | 0 | 0.25691
|  |  | 10 | 0.1746 | 0.3346 | 0.13 | 0.13 | 25.0612 | 0 | 0.25691
|  |  | 11 | 0.1746 | 0.3346 | 0.13 | 0.13 | 28.9064 | 0 | 0.25691
|  |  | 12 | 0.1746 | 0.3346 | 0.13 | 0.13 | 30.965 | 0 | 0.25691
|  |  | 13 | 0.1746 | 0.3346 | 0.13 | 0.13 | 28.9506 | 0 | 1.9089
|  |  | 14 | 0.1746 | 0.3346 | 0.13 | 0.13 | 29.9045 | 0 | 0.58454
|  |  | 15 | 0.1746 | 0.3346 | 0.13 | 0.13 | 27.3821 | 0 | 0.25691
|  |  | 16 | 0.1746 | 0.3346 | 0.13 | 0.13 | 22.8789 | 0 | 0.25691
|  |  | 17 | 0.1746 | 0.3346 | 0.13 | 0.13 | 18.0284 | 0 | 0.25691
|  |  | 18 | 0.1746 | 0.3346 | 0.13 | 0.13 | 11.4317 | 0 | 0.58454
|  |  | 19 | 0.1746 | 0.3346 | 0.13 | 0.13 | 3.3326 | 0 | 1.9089
|  |  | 20 | 0.1746 | 0.3346 | 0.13 | 0.13 | 0 | 2.0368 | 2.3142
|  |  | 21 | 0.1746 | 0.3346 | 0.13 | 0.13 | 0 | 0.54836 | 0.54836
|  |  | 22 | 0.1746 | 0.3346 | 0.13 | 0.13 | 0 | 0.44145 | 0.44145
|  |  | 23 | 0.1746 | 0.3346 | 0.13 | 0.13 | 0 | 0.44145 | 0.44145
|  |  | 24 | 0.1746 | 0.3346 | 0.13 | 0.13 | 0 | 0.22073 | 0.22073
|  | 9 | 1 | 0.1746 | 0.3346 | 0.13 | 0.13 | 0 | 0.22073 | 0.22073
|  |  | 2 | 0.1746 | 0.3346 | 0.13 | 0.13 | 0 | 0.22073 | 0.22073
|  |  | 3 | 0.1746 | 0.3346 | 0.13 | 0.13 | 0 | 0.22073 | 0.22073
|  |  | 4 | 0.1746 | 0.3346 | 0.13 | 0.13 | 0 | 0.22073 | 0.22073
|  |  | 5 | 0.1746 | 0.3346 | 0.13 | 0.13 | 0 | 0.22073 | 0.22073
|  |  | 6 | 0.1746 | 0.3346 | 0.13 | 0.13 | 0 | 0.39385 | 0.44145
|  |  | 7 | 0.1746 | 0.3346 | 0.13 | 0.13 | 2.0897 | 0 | 1.802
|  |  | 8 | 0.1746 | 0.3346 | 0.13 | 0.13 | 10.9401 | 0 | 0.58454
|  |  | 9 | 0.1746 | 0.3346 | 0.13 | 0.13 | 18.5319 | 0 | 0.25691
|  |  | 10 | 0.1746 | 0.3346 | 0.13 | 0.13 | 24.2842 | 0 | 0.25691
|  |  | 11 | 0.1746 | 0.3346 | 0.13 | 0.13 | 28.4666 | 0 | 0.25691
|  |  | 12 | 0.1746 | 0.3346 | 0.13 | 0.13 | 30.8895 | 0 | 0.25691
|  |  | 13 | 0.1746 | 0.3346 | 0.13 | 0.13 | 29.6311 | 0 | 1.9089
|  |  | 14 | 0.1746 | 0.3346 | 0.13 | 0.13 | 30.4404 | 0 | 0.58454
|  |  | 15 | 0.1746 | 0.3346 | 0.13 | 0.13 | 28.114 | 0 | 0.25691
|  |  | 16 | 0.1746 | 0.3346 | 0.13 | 0.13 | 23.1731 | 0 | 0.25691
|  |  | 17 | 0.1746 | 0.3346 | 0.13 | 0.13 | 17.759 | 0 | 0.25691
|  |  | 18 | 0.1746 | 0.3346 | 0.13 | 0.13 | 10.308 | 0 | 0.58454
|  |  | 19 | 0.1746 | 0.3346 | 0.13 | 0.13 | 1.5613 | 0 | 1.9089
|  |  | 20 | 0.1746 | 0.3346 | 0.13 | 0.13 | 0 | 2.3142 | 2.3142
|  |  | 21 | 0.1746 | 0.3346 | 0.13 | 0.13 | 0 | 0.54836 | 0.54836
|  |  | 22 | 0.1746 | 0.3346 | 0.13 | 0.13 | 0 | 0.44145 | 0.44145
|  |  | 23 | 0.1746 | 0.3346 | 0.13 | 0.13 | 0 | 0.44145 | 0.44145
|  |  | 24 | 0.1746 | 0.3346 | 0.13 | 0.13 | 0 | 0.22073 | 0.22073
|  | 10 | 1 | 0.1746 | 0.3346 | 0.13 | 0.13 | 0 | 0.22073 | 0.22073
|  |  | 2 | 0.1746 | 0.3346 | 0.13 | 0.13 | 0 | 0.22073 | 0.22073
|  |  | 3 | 0.1746 | 0.3346 | 0.13 | 0.13 | 0 | 0.22073 | 0.22073
|  |  | 4 | 0.1746 | 0.3346 | 0.13 | 0.13 | 0 | 0.22073 | 0.22073
|  |  | 5 | 0.1746 | 0.3346 | 0.13 | 0.13 | 0 | 0.22073 | 0.22073
|  |  | 6 | 0.1746 | 0.3346 | 0.13 | 0.13 | 3.0587 | 0 | 0.44145
|  |  | 7 | 0.1746 | 0.3346 | 0.13 | 0.13 | 8.3079 | 0 | 1.802
|  |  | 8 | 0.1746 | 0.3346 | 0.13 | 0.13 | 16.7254 | 0 | 0.58454
|  |  | 9 | 0.1746 | 0.3346 | 0.13 | 0.13 | 23.4863 | 0 | 0.25691
|  |  | 10 | 0.1746 | 0.3346 | 0.13 | 0.13 | 28.6615 | 0 | 0.25691
|  |  | 11 | 0.1746 | 0.3346 | 0.13 | 0.13 | 32.3374 | 0 | 0.25691
|  |  | 12 | 0.1746 | 0.3346 | 0.13 | 0.13 | 34.4053 | 0 | 0.25691
|  |  | 13 | 0.1746 | 0.3346 | 0.13 | 0.13 | 32.9488 | 0 | 1.9089
|  |  | 14 | 0.1746 | 0.3346 | 0.13 | 0.13 | 33.6622 | 0 | 0.58454
|  |  | 15 | 0.1746 | 0.3346 | 0.13 | 0.13 | 31.827 | 0 | 0.25691
|  |  | 16 | 0.1746 | 0.3346 | 0.13 | 0.13 | 28.1345 | 0 | 0.25691
|  |  | 17 | 0.1746 | 0.3346 | 0.13 | 0.13 | 22.6595 | 0 | 0.25691
|  |  | 18 | 0.1746 | 0.3346 | 0.13 | 0.13 | 16.6336 | 0 | 0.58454
|  |  | 19 | 0.1746 | 0.3346 | 0.13 | 0.13 | 8.0425 | 0 | 1.9089
|  |  | 20 | 0.1746 | 0.3346 | 0.13 | 0.13 | 1.2209 | 0 | 2.3142
|  |  | 21 | 0.1746 | 0.3346 | 0.13 | 0.13 | 0 | 0.50313 | 0.54836
|  |  | 22 | 0.1746 | 0.3346 | 0.13 | 0.13 | 0 | 0.44145 | 0.44145
|  |  | 23 | 0.1746 | 0.3346 | 0.13 | 0.13 | 0 | 0.44145 | 0.44145
|  |  | 24 | 0.1746 | 0.3346 | 0.13 | 0.13 | 0 | 0.22073 | 0.22073
|  | 11 | 1 | 0 | 0 | 0 | 0 | 0 | 3.6767 | 2.3142
|  | 12 | 1 | 0 | 0 | 0 | 0 | 0 | 0 | 2.3142
| Building2 | 1 | 1 | 0.1746 | 0.3346 | 0.13 | 0.13 | 0 | 0.11875 | 0.11875
|  |  | 2 | 0.1746 | 0.3346 | 0.13 | 0.13 | 0 | 0.11875 | 0.11875
|  |  | 3 | 0.1746 | 0.3346 | 0.13 | 0.13 | 0 | 0.11875 | 0.11875
|  |  | 4 | 0.1746 | 0.3346 | 0.13 | 0.13 | 0 | 0.11875 | 0.11875
|  |  | 5 | 0.1746 | 0.3346 | 0.13 | 0.13 | 0 | 0.11875 | 0.11875
|  |  | 6 | 0.1746 | 0.3346 | 0.13 | 0.13 | 0 | 0.23751 | 0.23751
|  |  | 7 | 0.1746 | 0.3346 | 0.13 | 0.13 | 0 | 0.82589 | 0.96949
|  |  | 8 | 0.1746 | 0.3346 | 0.13 | 0.13 | 0.29408 | 0 | 0.31449
|  |  | 9 | 0.1746 | 0.3346 | 0.13 | 0.13 | 1.0031 | 0 | 0.13822
|  |  | 10 | 0.1746 | 0.3346 | 0.13 | 0.13 | 1.4966 | 0 | 0.13822
|  |  | 11 | 0.1746 | 0.3346 | 0.13 | 0.13 | 1.846 | 0 | 0.13822
|  |  | 12 | 0.1746 | 0.3346 | 0.13 | 0.13 | 2.0543 | 0 | 0.13822
|  |  | 13 | 0.1746 | 0.3346 | 0.13 | 0.13 | 1.233 | 0 | 1.027
|  |  | 14 | 0.1746 | 0.3346 | 0.13 | 0.13 | 15.5806 | 0 | 0.31449
|  |  | 15 | 0.1746 | 0.3346 | 0.13 | 0.13 | 13.8262 | 0 | 0.13822
|  |  | 16 | 0.1746 | 0.3346 | 0.13 | 0.13 | 10.9308 | 0 | 0.13822
|  |  | 17 | 0.1746 | 0.3346 | 0.13 | 0.13 | 7.609 | 0 | 0.13822
|  |  | 18 | 0.1746 | 0.3346 | 0.13 | 0.13 | 3.324 | 0 | 0.31449
|  |  | 19 | 0.1746 | 0.3346 | 0.13 | 0.13 | 0 | 0.88727 | 1.027
|  |  | 20 | 0.1746 | 0.3346 | 0.13 | 0.13 | 0 | 1.245 | 1.245
|  |  | 21 | 0.1746 | 0.3346 | 0.13 | 0.13 | 0 | 0.29502 | 0.29502
|  |  | 22 | 0.1746 | 0.3346 | 0.13 | 0.13 | 0 | 0.23751 | 0.23751
|  |  | 23 | 0.1746 | 0.3346 | 0.13 | 0.13 | 0 | 0.23751 | 0.23751
|  |  | 24 | 0.1746 | 0.3346 | 0.13 | 0.13 | 0 | 0.11875 | 0.11875
|  | 2 | 1 | 0.1746 | 0.3346 | 0.13 | 0.13 | 0 | 0.11875 | 0.11875
|  |  | 2 | 0.1746 | 0.3346 | 0.13 | 0.13 | 0 | 0.11875 | 0.11875
|  |  | 3 | 0.1746 | 0.3346 | 0.13 | 0.13 | 0 | 0.11875 | 0.11875
|  |  | 4 | 0.1746 | 0.3346 | 0.13 | 0.13 | 0 | 0.11875 | 0.11875
|  |  | 5 | 0.1746 | 0.3346 | 0.13 | 0.13 | 0 | 0.11875 | 0.11875
|  |  | 6 | 0.1746 | 0.3346 | 0.13 | 0.13 | 0 | 0.23751 | 0.23751
|  |  | 7 | 0.1746 | 0.3346 | 0.13 | 0.13 | 0 | 0.96949 | 0.96949
|  |  | 8 | 0.1746 | 0.3346 | 0.13 | 0.13 | 0 | 0.23865 | 0.31449
|  |  | 9 | 0.1746 | 0.3346 | 0.13 | 0.13 | 1.2176 | 0 | 0.13822
|  |  | 10 | 0.1746 | 0.3346 | 0.13 | 0.13 | 2.591 | 0 | 0.13822
|  |  | 11 | 0.1746 | 0.3346 | 0.13 | 0.13 | 3.7977 | 0 | 0.13822
|  |  | 12 | 0.1746 | 0.3346 | 0.13 | 0.13 | 4.5883 | 0 | 0.13822
|  |  | 13 | 0.1746 | 0.3346 | 0.13 | 0.13 | 4.1624 | 0 | 1.027
|  |  | 14 | 0.1746 | 0.3346 | 0.13 | 0.13 | 4.5078 | 0 | 0.31449
|  |  | 15 | 0.1746 | 0.3346 | 0.13 | 0.13 | 3.7377 | 0 | 0.13822
|  |  | 16 | 0.1746 | 0.3346 | 0.13 | 0.13 | 2.7525 | 0 | 0.13822
|  |  | 17 | 0.1746 | 0.3346 | 0.13 | 0.13 | 1.5021 | 0 | 0.13822
|  |  | 18 | 0.1746 | 0.3346 | 0.13 | 0.13 | 0 | 0.12617 | 0.31449
|  |  | 19 | 0.1746 | 0.3346 | 0.13 | 0.13 | 0 | 1.027 | 1.027
|  |  | 20 | 0.1746 | 0.3346 | 0.13 | 0.13 | 0 | 1.245 | 1.245
|  |  | 21 | 0.1746 | 0.3346 | 0.13 | 0.13 | 0 | 0.29502 | 0.29502
|  |  | 22 | 0.1746 | 0.3346 | 0.13 | 0.13 | 0 | 0.23751 | 0.23751
|  |  | 23 | 0.1746 | 0.3346 | 0.13 | 0.13 | 0 | 0.23751 | 0.23751
|  |  | 24 | 0.1746 | 0.3346 | 0.13 | 0.13 | 0 | 0.11875 | 0.11875
|  | 3 | 1 | 0.1746 | 0.3346 | 0.13 | 0.13 | 0 | 0.11875 | 0.11875
|  |  | 2 | 0.1746 | 0.3346 | 0.13 | 0.13 | 0 | 0.11875 | 0.11875
|  |  | 3 | 0.1746 | 0.3346 | 0.13 | 0.13 | 0 | 0.11875 | 0.11875
|  |  | 4 | 0.1746 | 0.3346 | 0.13 | 0.13 | 0 | 0.11875 | 0.11875
|  |  | 5 | 0.1746 | 0.3346 | 0.13 | 0.13 | 0 | 0.11875 | 0.11875
|  |  | 6 | 0.1746 | 0.3346 | 0.13 | 0.13 | 0 | 0.23751 | 0.23751
|  |  | 7 | 0.1746 | 0.3346 | 0.13 | 0.13 | 0 | 0.89192 | 0.96949
|  |  | 8 | 0.1746 | 0.3346 | 0.13 | 0.13 | 4.1206 | 0 | 0.31449
|  |  | 9 | 0.1746 | 0.3346 | 0.13 | 0.13 | 10.336 | 0 | 0.13822
|  |  | 10 | 0.1746 | 0.3346 | 0.13 | 0.13 | 15.8336 | 0 | 0.13822
|  |  | 11 | 0.1746 | 0.3346 | 0.13 | 0.13 | 19.8454 | 0 | 0.13822
|  |  | 12 | 0.1746 | 0.3346 | 0.13 | 0.13 | 22.2265 | 0 | 0.13822
|  |  | 13 | 0.1746 | 0.3346 | 0.13 | 0.13 | 22.2815 | 0 | 1.027
|  |  | 14 | 0.1746 | 0.3346 | 0.13 | 0.13 | 22.3072 | 0 | 0.31449
|  |  | 15 | 0.1746 | 0.3346 | 0.13 | 0.13 | 20.0155 | 0 | 0.13822
|  |  | 16 | 0.1746 | 0.3346 | 0.13 | 0.13 | 16.1645 | 0 | 0.13822
|  |  | 17 | 0.1746 | 0.3346 | 0.13 | 0.13 | 11.075 | 0 | 0.13822
|  |  | 18 | 0.1746 | 0.3346 | 0.13 | 0.13 | 5.0481 | 0 | 0.31449
|  |  | 19 | 0.1746 | 0.3346 | 0.13 | 0.13 | 0 | 0.80612 | 1.027
|  |  | 20 | 0.1746 | 0.3346 | 0.13 | 0.13 | 0 | 1.245 | 1.245
|  |  | 21 | 0.1746 | 0.3346 | 0.13 | 0.13 | 0 | 0.29502 | 0.29502
|  |  | 22 | 0.1746 | 0.3346 | 0.13 | 0.13 | 0 | 0.23751 | 0.23751
|  |  | 23 | 0.1746 | 0.3346 | 0.13 | 0.13 | 0 | 0.23751 | 0.23751
|  |  | 24 | 0.1746 | 0.3346 | 0.13 | 0.13 | 0 | 0.11875 | 0.11875
|  | 4 | 1 | 0.1746 | 0.3346 | 0.13 | 0.13 | 0 | 0.11875 | 0.11875
|  |  | 2 | 0.1746 | 0.3346 | 0.13 | 0.13 | 0 | 0.11875 | 0.11875
|  |  | 3 | 0.1746 | 0.3346 | 0.13 | 0.13 | 0 | 0.11875 | 0.11875
|  |  | 4 | 0.1746 | 0.3346 | 0.13 | 0.13 | 0 | 0.11875 | 0.11875
|  |  | 5 | 0.1746 | 0.3346 | 0.13 | 0.13 | 0 | 0.11875 | 0.11875
|  |  | 6 | 0.1746 | 0.3346 | 0.13 | 0.13 | 0 | 0.23751 | 0.23751
|  |  | 7 | 0.1746 | 0.3346 | 0.13 | 0.13 | 0 | 0.96949 | 0.96949
|  |  | 8 | 0.1746 | 0.3346 | 0.13 | 0.13 | 0 | 0.31449 | 0.31449
|  |  | 9 | 0.1746 | 0.3346 | 0.13 | 0.13 | 0.016157 | 0 | 0.13822
|  |  | 10 | 0.1746 | 0.3346 | 0.13 | 0.13 | 0.93592 | 0 | 0.13822
|  |  | 11 | 0.1746 | 0.3346 | 0.13 | 0.13 | 1.618 | 0 | 0.13822
|  |  | 12 | 0.1746 | 0.3346 | 0.13 | 0.13 | 2.2569 | 0 | 0.13822
|  |  | 13 | 0.1746 | 0.3346 | 0.13 | 0.13 | 1.2525 | 0 | 1.027
|  |  | 14 | 0.1746 | 0.3346 | 0.13 | 0.13 | 9.8195 | 0 | 0.31449
|  |  | 15 | 0.1746 | 0.3346 | 0.13 | 0.13 | 7.1836 | 0 | 0.13822
|  |  | 16 | 0.1746 | 0.3346 | 0.13 | 0.13 | 3.6246 | 0 | 0.13822
|  |  | 17 | 0.1746 | 0.3346 | 0.13 | 0.13 | 0.013262 | 0 | 0.13822
|  |  | 18 | 0.1746 | 0.3346 | 0.13 | 0.13 | 0 | 0.31449 | 0.31449
|  |  | 19 | 0.1746 | 0.3346 | 0.13 | 0.13 | 0 | 1.027 | 1.027
|  |  | 20 | 0.1746 | 0.3346 | 0.13 | 0.13 | 0 | 1.245 | 1.245
|  |  | 21 | 0.1746 | 0.3346 | 0.13 | 0.13 | 0 | 0.29502 | 0.29502
|  |  | 22 | 0.1746 | 0.3346 | 0.13 | 0.13 | 0 | 0.23751 | 0.23751
|  |  | 23 | 0.1746 | 0.3346 | 0.13 | 0.13 | 0 | 0.23751 | 0.23751
|  |  | 24 | 0.1746 | 0.3346 | 0.13 | 0.13 | 0 | 0.11875 | 0.11875
|  | 5 | 1 | 0.1746 | 0.3346 | 0.13 | 0.13 | 0 | 0.11875 | 0.11875
|  |  | 2 | 0.1746 | 0.3346 | 0.13 | 0.13 | 0 | 0.11875 | 0.11875
|  |  | 3 | 0.1746 | 0.3346 | 0.13 | 0.13 | 0 | 0.11875 | 0.11875
|  |  | 4 | 0.1746 | 0.3346 | 0.13 | 0.13 | 0 | 0.11875 | 0.11875
|  |  | 5 | 0.1746 | 0.3346 | 0.13 | 0.13 | 0 | 0.11875 | 0.11875
|  |  | 6 | 0.1746 | 0.3346 | 0.13 | 0.13 | 0 | 0.23751 | 0.23751
|  |  | 7 | 0.1746 | 0.3346 | 0.13 | 0.13 | 0 | 0.96949 | 0.96949
|  |  | 8 | 0.1746 | 0.3346 | 0.13 | 0.13 | 0 | 0.31449 | 0.31449
|  |  | 9 | 0.1746 | 0.3346 | 0.13 | 0.13 | 0 | 0.058801 | 0.13822
|  |  | 10 | 0.1746 | 0.3346 | 0.13 | 0.13 | 1.0051 | 0 | 0.13822
|  |  | 11 | 0.1746 | 0.3346 | 0.13 | 0.13 | 1.7821 | 0 | 0.13822
|  |  | 12 | 0.1746 | 0.3346 | 0.13 | 0.13 | 1.5456 | 0 | 0.13822
|  |  | 13 | 0.1746 | 0.3346 | 0.13 | 0.13 | 0.81066 | 0 | 1.027
|  |  | 14 | 0.1746 | 0.3346 | 0.13 | 0.13 | 8.8982 | 0 | 0.31449
|  |  | 15 | 0.1746 | 0.3346 | 0.13 | 0.13 | 6.9345 | 0 | 0.13822
|  |  | 16 | 0.1746 | 0.3346 | 0.13 | 0.13 | 3.5694 | 0 | 0.13822
|  |  | 17 | 0.1746 | 0.3346 | 0.13 | 0.13 | 0 | 0.06053 | 0.13822
|  |  | 18 | 0.1746 | 0.3346 | 0.13 | 0.13 | 0 | 0.31449 | 0.31449
|  |  | 19 | 0.1746 | 0.3346 | 0.13 | 0.13 | 0 | 1.027 | 1.027
|  |  | 20 | 0.1746 | 0.3346 | 0.13 | 0.13 | 0 | 1.245 | 1.245
|  |  | 21 | 0.1746 | 0.3346 | 0.13 | 0.13 | 0 | 0.29502 | 0.29502
|  |  | 22 | 0.1746 | 0.3346 | 0.13 | 0.13 | 0 | 0.23751 | 0.23751
|  |  | 23 | 0.1746 | 0.3346 | 0.13 | 0.13 | 0 | 0.23751 | 0.23751
|  |  | 24 | 0.1746 | 0.3346 | 0.13 | 0.13 | 0 | 0.11875 | 0.11875
|  | 6 | 1 | 0.1746 | 0.3346 | 0.13 | 0.13 | 0 | 0.11875 | 0.11875
|  |  | 2 | 0.1746 | 0.3346 | 0.13 | 0.13 | 0 | 0.11875 | 0.11875
|  |  | 3 | 0.1746 | 0.3346 | 0.13 | 0.13 | 0 | 0.11875 | 0.11875
|  |  | 4 | 0.1746 | 0.3346 | 0.13 | 0.13 | 0 | 0.11875 | 0.11875
|  |  | 5 | 0.1746 | 0.3346 | 0.13 | 0.13 | 0 | 0.11875 | 0.11875
|  |  | 6 | 0.1746 | 0.3346 | 0.13 | 0.13 | 0.119 | 0 | 0.23751
|  |  | 7 | 0.1746 | 0.3346 | 0.13 | 0.13 | 1.5659 | 0 | 0.96949
|  |  | 8 | 0.1746 | 0.3346 | 0.13 | 0.13 | 4.314 | 0 | 0.31449
|  |  | 9 | 0.1746 | 0.3346 | 0.13 | 0.13 | 6.566 | 0 | 0.13822
|  |  | 10 | 0.1746 | 0.3346 | 0.13 | 0.13 | 10.0831 | 0 | 0.13822
|  |  | 11 | 0.1746 | 0.3346 | 0.13 | 0.13 | 10.5524 | 0 | 0.13822
|  |  | 12 | 0.1746 | 0.3346 | 0.13 | 0.13 | 13.1434 | 0 | 0.13822
|  |  | 13 | 0.1746 | 0.3346 | 0.13 | 0.13 | 12.2443 | 0 | 1.027
|  |  | 14 | 0.1746 | 0.3346 | 0.13 | 0.13 | 13.6811 | 0 | 0.31449
|  |  | 15 | 0.1746 | 0.3346 | 0.13 | 0.13 | 13.3122 | 0 | 0.13822
|  |  | 16 | 0.1746 | 0.3346 | 0.13 | 0.13 | 8.9988 | 0 | 0.13822
|  |  | 17 | 0.1746 | 0.3346 | 0.13 | 0.13 | 4.6664 | 0 | 0.13822
|  |  | 18 | 0.1746 | 0.3346 | 0.13 | 0.13 | 2.3067 | 0 | 0.31449
|  |  | 19 | 0.1746 | 0.3346 | 0.13 | 0.13 | 0 | 0.016767 | 1.027
|  |  | 20 | 0.1746 | 0.3346 | 0.13 | 0.13 | 0 | 1.0697 | 1.245
|  |  | 21 | 0.1746 | 0.3346 | 0.13 | 0.13 | 0 | 0.29502 | 0.29502
|  |  | 22 | 0.1746 | 0.3346 | 0.13 | 0.13 | 0 | 0.23751 | 0.23751
|  |  | 23 | 0.1746 | 0.3346 | 0.13 | 0.13 | 0 | 0.23751 | 0.23751
|  |  | 24 | 0.1746 | 0.3346 | 0.13 | 0.13 | 0 | 0.11875 | 0.11875
|  | 7 | 1 | 0.1746 | 0.3346 | 0.13 | 0.13 | 0 | 0.11875 | 0.11875
|  |  | 2 | 0.1746 | 0.3346 | 0.13 | 0.13 | 0 | 0.11875 | 0.11875
|  |  | 3 | 0.1746 | 0.3346 | 0.13 | 0.13 | 0 | 0.11875 | 0.11875
|  |  | 4 | 0.1746 | 0.3346 | 0.13 | 0.13 | 0 | 0.11875 | 0.11875
|  |  | 5 | 0.1746 | 0.3346 | 0.13 | 0.13 | 0 | 0.11875 | 0.11875
|  |  | 6 | 0.1746 | 0.3346 | 0.13 | 0.13 | 0 | 0.23751 | 0.23751
|  |  | 7 | 0.1746 | 0.3346 | 0.13 | 0.13 | 0 | 0.93309 | 0.96949
|  |  | 8 | 0.1746 | 0.3346 | 0.13 | 0.13 | 2.5769 | 0 | 0.31449
|  |  | 9 | 0.1746 | 0.3346 | 0.13 | 0.13 | 6.5018 | 0 | 0.13822
|  |  | 10 | 0.1746 | 0.3346 | 0.13 | 0.13 | 10.3212 | 0 | 0.13822
|  |  | 11 | 0.1746 | 0.3346 | 0.13 | 0.13 | 12.9559 | 0 | 0.13822
|  |  | 12 | 0.1746 | 0.3346 | 0.13 | 0.13 | 13.8995 | 0 | 0.13822
|  |  | 13 | 0.1746 | 0.3346 | 0.13 | 0.13 | 13.1741 | 0 | 1.027
|  |  | 14 | 0.1746 | 0.3346 | 0.13 | 0.13 | 12.2083 | 0 | 0.31449
|  |  | 15 | 0.1746 | 0.3346 | 0.13 | 0.13 | 10.4084 | 0 | 0.13822
|  |  | 16 | 0.1746 | 0.3346 | 0.13 | 0.13 | 7.7928 | 0 | 0.13822
|  |  | 17 | 0.1746 | 0.3346 | 0.13 | 0.13 | 4.2512 | 0 | 0.13822
|  |  | 18 | 0.1746 | 0.3346 | 0.13 | 0.13 | 0.031963 | 0 | 0.31449
|  |  | 19 | 0.1746 | 0.3346 | 0.13 | 0.13 | 0 | 1.027 | 1.027
|  |  | 20 | 0.1746 | 0.3346 | 0.13 | 0.13 | 0 | 1.245 | 1.245
|  |  | 21 | 0.1746 | 0.3346 | 0.13 | 0.13 | 0 | 0.29502 | 0.29502
|  |  | 22 | 0.1746 | 0.3346 | 0.13 | 0.13 | 0 | 0.23751 | 0.23751
|  |  | 23 | 0.1746 | 0.3346 | 0.13 | 0.13 | 0 | 0.23751 | 0.23751
|  |  | 24 | 0.1746 | 0.3346 | 0.13 | 0.13 | 0 | 0.11875 | 0.11875
|  | 8 | 1 | 0.1746 | 0.3346 | 0.13 | 0.13 | 0 | 0.11875 | 0.11875
|  |  | 2 | 0.1746 | 0.3346 | 0.13 | 0.13 | 0 | 0.11875 | 0.11875
|  |  | 3 | 0.1746 | 0.3346 | 0.13 | 0.13 | 0 | 0.11875 | 0.11875
|  |  | 4 | 0.1746 | 0.3346 | 0.13 | 0.13 | 0 | 0.11875 | 0.11875
|  |  | 5 | 0.1746 | 0.3346 | 0.13 | 0.13 | 0 | 0.11875 | 0.11875
|  |  | 6 | 0.1746 | 0.3346 | 0.13 | 0.13 | 0 | 0.092619 | 0.23751
|  |  | 7 | 0.1746 | 0.3346 | 0.13 | 0.13 | 3.1401 | 0 | 0.96949
|  |  | 8 | 0.1746 | 0.3346 | 0.13 | 0.13 | 9.1172 | 0 | 0.31449
|  |  | 9 | 0.1746 | 0.3346 | 0.13 | 0.13 | 14.4573 | 0 | 0.13822
|  |  | 10 | 0.1746 | 0.3346 | 0.13 | 0.13 | 18.8076 | 0 | 0.13822
|  |  | 11 | 0.1746 | 0.3346 | 0.13 | 0.13 | 21.6845 | 0 | 0.13822
|  |  | 12 | 0.1746 | 0.3346 | 0.13 | 0.13 | 23.2247 | 0 | 0.13822
|  |  | 13 | 0.1746 | 0.3346 | 0.13 | 0.13 | 22.3702 | 0 | 1.027
|  |  | 14 | 0.1746 | 0.3346 | 0.13 | 0.13 | 22.4999 | 0 | 0.31449
|  |  | 15 | 0.1746 | 0.3346 | 0.13 | 0.13 | 20.5438 | 0 | 0.13822
|  |  | 16 | 0.1746 | 0.3346 | 0.13 | 0.13 | 17.5729 | 0 | 0.13822
|  |  | 17 | 0.1746 | 0.3346 | 0.13 | 0.13 | 13.5479 | 0 | 0.13822
|  |  | 18 | 0.1746 | 0.3346 | 0.13 | 0.13 | 8.6812 | 0 | 0.31449
|  |  | 19 | 0.1746 | 0.3346 | 0.13 | 0.13 | 3.2196 | 0 | 1.027
|  |  | 20 | 0.1746 | 0.3346 | 0.13 | 0.13 | 0 | 1.0375 | 1.245
|  |  | 21 | 0.1746 | 0.3346 | 0.13 | 0.13 | 0 | 0.29502 | 0.29502
|  |  | 22 | 0.1746 | 0.3346 | 0.13 | 0.13 | 0 | 0.23751 | 0.23751
|  |  | 23 | 0.1746 | 0.3346 | 0.13 | 0.13 | 0 | 0.23751 | 0.23751
|  |  | 24 | 0.1746 | 0.3346 | 0.13 | 0.13 | 0 | 0.11875 | 0.11875
|  | 9 | 1 | 0.1746 | 0.3346 | 0.13 | 0.13 | 0 | 0.11875 | 0.11875
|  |  | 2 | 0.1746 | 0.3346 | 0.13 | 0.13 | 0 | 0.11875 | 0.11875
|  |  | 3 | 0.1746 | 0.3346 | 0.13 | 0.13 | 0 | 0.11875 | 0.11875
|  |  | 4 | 0.1746 | 0.3346 | 0.13 | 0.13 | 0 | 0.11875 | 0.11875
|  |  | 5 | 0.1746 | 0.3346 | 0.13 | 0.13 | 0 | 0.11875 | 0.11875
|  |  | 6 | 0.1746 | 0.3346 | 0.13 | 0.13 | 0 | 0.20189 | 0.23751
|  |  | 7 | 0.1746 | 0.3346 | 0.13 | 0.13 | 2.2121 | 0 | 0.96949
|  |  | 8 | 0.1746 | 0.3346 | 0.13 | 0.13 | 8.311 | 0 | 0.31449
|  |  | 9 | 0.1746 | 0.3346 | 0.13 | 0.13 | 13.9223 | 0 | 0.13822
|  |  | 10 | 0.1746 | 0.3346 | 0.13 | 0.13 | 18.2261 | 0 | 0.13822
|  |  | 11 | 0.1746 | 0.3346 | 0.13 | 0.13 | 21.3552 | 0 | 0.13822
|  |  | 12 | 0.1746 | 0.3346 | 0.13 | 0.13 | 23.1679 | 0 | 0.13822
|  |  | 13 | 0.1746 | 0.3346 | 0.13 | 0.13 | 22.8482 | 0 | 1.027
|  |  | 14 | 0.1746 | 0.3346 | 0.13 | 0.13 | 22.9006 | 0 | 0.31449
|  |  | 15 | 0.1746 | 0.3346 | 0.13 | 0.13 | 21.0911 | 0 | 0.13822
|  |  | 16 | 0.1746 | 0.3346 | 0.13 | 0.13 | 17.7474 | 0 | 0.13822
|  |  | 17 | 0.1746 | 0.3346 | 0.13 | 0.13 | 13.3458 | 0 | 0.13822
|  |  | 18 | 0.1746 | 0.3346 | 0.13 | 0.13 | 7.8399 | 0 | 0.31449
|  |  | 19 | 0.1746 | 0.3346 | 0.13 | 0.13 | 1.8619 | 0 | 1.027
|  |  | 20 | 0.1746 | 0.3346 | 0.13 | 0.13 | 0 | 1.245 | 1.245
|  |  | 21 | 0.1746 | 0.3346 | 0.13 | 0.13 | 0 | 0.29502 | 0.29502
|  |  | 22 | 0.1746 | 0.3346 | 0.13 | 0.13 | 0 | 0.23751 | 0.23751
|  |  | 23 | 0.1746 | 0.3346 | 0.13 | 0.13 | 0 | 0.23751 | 0.23751
|  |  | 24 | 0.1746 | 0.3346 | 0.13 | 0.13 | 0 | 0.11875 | 0.11875
|  | 10 | 1 | 0.1746 | 0.3346 | 0.13 | 0.13 | 0 | 0.11875 | 0.11875
|  |  | 2 | 0.1746 | 0.3346 | 0.13 | 0.13 | 0 | 0.11875 | 0.11875
|  |  | 3 | 0.1746 | 0.3346 | 0.13 | 0.13 | 0 | 0.11875 | 0.11875
|  |  | 4 | 0.1746 | 0.3346 | 0.13 | 0.13 | 0 | 0.11875 | 0.11875
|  |  | 5 | 0.1746 | 0.3346 | 0.13 | 0.13 | 0 | 0.11875 | 0.11875
|  |  | 6 | 0.1746 | 0.3346 | 0.13 | 0.13 | 2.3813 | 0 | 0.23751
|  |  | 7 | 0.1746 | 0.3346 | 0.13 | 0.13 | 6.5948 | 0 | 0.96949
|  |  | 8 | 0.1746 | 0.3346 | 0.13 | 0.13 | 12.6368 | 0 | 0.31449
|  |  | 9 | 0.1746 | 0.3346 | 0.13 | 0.13 | 17.6265 | 0 | 0.13822
|  |  | 10 | 0.1746 | 0.3346 | 0.13 | 0.13 | 21.501 | 0 | 0.13822
|  |  | 11 | 0.1746 | 0.3346 | 0.13 | 0.13 | 24.2512 | 0 | 0.13822
|  |  | 12 | 0.1746 | 0.3346 | 0.13 | 0.13 | 25.7983 | 0 | 0.13822
|  |  | 13 | 0.1746 | 0.3346 | 0.13 | 0.13 | 25.3164 | 0 | 1.027
|  |  | 14 | 0.1746 | 0.3346 | 0.13 | 0.13 | 25.3111 | 0 | 0.31449
|  |  | 15 | 0.1746 | 0.3346 | 0.13 | 0.13 | 23.8691 | 0 | 0.13822
|  |  | 16 | 0.1746 | 0.3346 | 0.13 | 0.13 | 21.1063 | 0 | 0.13822
|  |  | 17 | 0.1746 | 0.3346 | 0.13 | 0.13 | 17.3466 | 0 | 0.13822
|  |  | 18 | 0.1746 | 0.3346 | 0.13 | 0.13 | 12.5725 | 0 | 0.31449
|  |  | 19 | 0.1746 | 0.3346 | 0.13 | 0.13 | 6.6913 | 0 | 1.027
|  |  | 20 | 0.1746 | 0.3346 | 0.13 | 0.13 | 1.6351 | 0 | 1.245
|  |  | 21 | 0.1746 | 0.3346 | 0.13 | 0.13 | 0 | 0.26118 | 0.29502
|  |  | 22 | 0.1746 | 0.3346 | 0.13 | 0.13 | 0 | 0.23751 | 0.23751
|  |  | 23 | 0.1746 | 0.3346 | 0.13 | 0.13 | 0 | 0.23751 | 0.23751
|  |  | 24 | 0.1746 | 0.3346 | 0.13 | 0.13 | 0 | 0.11875 | 0.11875
|  | 11 | 1 | 0 | 0 | 0 | 0 | 0 | 1.245 | 1.245
|  | 12 | 1 | 0 | 0 | 0 | 0 | 0 | 0 | 1.245
| Network | 1 | 1 | 0.1746 | 0.3346 | 0.13 | 0.13 | 0 | 0.33948 | 0.33948
|  |  | 2 | 0.1746 | 0.3346 | 0.13 | 0.13 | 0 | 0.33948 | 0.33948
|  |  | 3 | 0.1746 | 0.3346 | 0.13 | 0.13 | 0 | 0.33948 | 0.33948
|  |  | 4 | 0.1746 | 0.3346 | 0.13 | 0.13 | 0 | 0.33948 | 0.33948
|  |  | 5 | 0.1746 | 0.3346 | 0.13 | 0.13 | 0 | 0.33948 | 0.33948
|  |  | 6 | 0.1746 | 0.3346 | 0.13 | 0.13 | 0 | 1.4361 | 0.67896
|  |  | 7 | 0.1746 | 0.3346 | 0.13 | 0.13 | 0 | 3.2673 | 2.7715
|  |  | 8 | 0.1746 | 0.3346 | 0.13 | 0.13 | 0 | 0.061789 | 0.89903
|  |  | 9 | 0.1746 | 0.3346 | 0.13 | 0.13 | 1.315 | 0 | 0.39512
|  |  | 10 | 0.1746 | 0.3346 | 0.13 | 0.13 | 2.418 | 0 | 0.39512
|  |  | 11 | 0.1746 | 0.3346 | 0.13 | 0.13 | 3.3132 | 0 | 0.39512
|  |  | 12 | 0.1746 | 0.3346 | 0.13 | 0.13 | 3.77 | 0 | 0.39512
|  |  | 13 | 0.1746 | 0.3346 | 0.13 | 0.13 | 1.233 | 0 | 2.9359
|  |  | 14 | 0.1746 | 0.3346 | 0.13 | 0.13 | 35.5331 | 0 | 0.89903
|  |  | 15 | 0.1746 | 0.3346 | 0.13 | 0.13 | 31.5313 | 0 | 0.39512
|  |  | 16 | 0.1746 | 0.3346 | 0.13 | 0.13 | 24.7538 | 0 | 0.39512
|  |  | 17 | 0.1746 | 0.3346 | 0.13 | 0.13 | 16.9523 | 0 | 0.39512
|  |  | 18 | 0.1746 | 0.3346 | 0.13 | 0.13 | 6.1458 | 0 | 0.89903
|  |  | 19 | 0.1746 | 0.3346 | 0.13 | 0.13 | 0 | 3.0707 | 2.9359
|  |  | 20 | 0.1746 | 0.3346 | 0.13 | 0.13 | 0 | 3.5592 | 3.5592
|  |  | 21 | 0.1746 | 0.3346 | 0.13 | 0.13 | 0 | 0.84338 | 0.84338
|  |  | 22 | 0.1746 | 0.3346 | 0.13 | 0.13 | 0 | 0.67896 | 0.67896
|  |  | 23 | 0.1746 | 0.3346 | 0.13 | 0.13 | 0 | 0.67896 | 0.67896
|  |  | 24 | 0.1746 | 0.3346 | 0.13 | 0.13 | 0 | 0.33948 | 0.33948
|  | 2 | 1 | 0.1746 | 0.3346 | 0.13 | 0.13 | 0 | 3.6253 | 0.33948
|  |  | 2 | 0.1746 | 0.3346 | 0.13 | 0.13 | 0 | 3.5364 | 0.33948
|  |  | 3 | 0.1746 | 0.3346 | 0.13 | 0.13 | 0 | 3.6653 | 0.33948
|  |  | 4 | 0.1746 | 0.3346 | 0.13 | 0.13 | 0 | 3.6825 | 0.33948
|  |  | 5 | 0.1746 | 0.3346 | 0.13 | 0.13 | 0 | 3.6958 | 0.33948
|  |  | 6 | 0.1746 | 0.3346 | 0.13 | 0.13 | 0 | 4.018 | 0.67896
|  |  | 7 | 0.1746 | 0.3346 | 0.13 | 0.13 | 0 | 5.5034 | 2.7715
|  |  | 8 | 0.1746 | 0.3346 | 0.13 | 0.13 | 0 | 4.0265 | 0.89903
|  |  | 9 | 0.1746 | 0.3346 | 0.13 | 0.13 | 0 | 0.43325 | 0.39512
|  |  | 10 | 0.1746 | 0.3346 | 0.13 | 0.13 | 3.1109 | 0 | 0.39512
|  |  | 11 | 0.1746 | 0.3346 | 0.13 | 0.13 | 5.7059 | 0 | 0.39512
|  |  | 12 | 0.1746 | 0.3346 | 0.13 | 0.13 | 7.1297 | 0 | 0.39512
|  |  | 13 | 0.1746 | 0.3346 | 0.13 | 0.13 | 5.8431 | 0 | 2.9359
|  |  | 14 | 0.1746 | 0.3346 | 0.13 | 0.13 | 6.9776 | 0 | 0.89903
|  |  | 15 | 0.1746 | 0.3346 | 0.13 | 0.13 | 5.4186 | 0 | 0.39512
|  |  | 16 | 0.1746 | 0.3346 | 0.13 | 0.13 | 3.0375 | 0 | 0.39512
|  |  | 17 | 0.1746 | 0.3346 | 0.13 | 0.13 | 1.5021 | 0 | 0.39512
|  |  | 18 | 0.1746 | 0.3346 | 0.13 | 0.13 | 0 | 2.4992 | 0.89903
|  |  | 19 | 0.1746 | 0.3346 | 0.13 | 0.13 | 0 | 5.8262 | 2.9359
|  |  | 20 | 0.1746 | 0.3346 | 0.13 | 0.13 | 0 | 5.9594 | 3.5592
|  |  | 21 | 0.1746 | 0.3346 | 0.13 | 0.13 | 0 | 3.5528 | 0.84338
|  |  | 22 | 0.1746 | 0.3346 | 0.13 | 0.13 | 0 | 4.0318 | 0.67896
|  |  | 23 | 0.1746 | 0.3346 | 0.13 | 0.13 | 0 | 0.67896 | 0.67896
|  |  | 24 | 0.1746 | 0.3346 | 0.13 | 0.13 | 0 | 0.33948 | 0.33948
|  | 3 | 1 | 0.1746 | 0.3346 | 0.13 | 0.13 | 0 | 3.6626 | 0.33948
|  |  | 2 | 0.1746 | 0.3346 | 0.13 | 0.13 | 0 | 0.33948 | 0.33948
|  |  | 3 | 0.1746 | 0.3346 | 0.13 | 0.13 | 0 | 0.33948 | 0.33948
|  |  | 4 | 0.1746 | 0.3346 | 0.13 | 0.13 | 0 | 4.0171 | 0.33948
|  |  | 5 | 0.1746 | 0.3346 | 0.13 | 0.13 | 0 | 3.8215 | 0.33948
|  |  | 6 | 0.1746 | 0.3346 | 0.13 | 0.13 | 0 | 4.3219 | 0.67896
|  |  | 7 | 0.1746 | 0.3346 | 0.13 | 0.13 | 0 | 6.2303 | 2.7715
|  |  | 8 | 0.1746 | 0.3346 | 0.13 | 0.13 | 5.7746 | 0 | 0.89903
|  |  | 9 | 0.1746 | 0.3346 | 0.13 | 0.13 | 20.7724 | 0 | 0.39512
|  |  | 10 | 0.1746 | 0.3346 | 0.13 | 0.13 | 33.4466 | 0 | 0.39512
|  |  | 11 | 0.1746 | 0.3346 | 0.13 | 0.13 | 43.0729 | 0 | 0.39512
|  |  | 12 | 0.1746 | 0.3346 | 0.13 | 0.13 | 49.2766 | 0 | 0.39512
|  |  | 13 | 0.1746 | 0.3346 | 0.13 | 0.13 | 49.3319 | 0 | 2.9359
|  |  | 14 | 0.1746 | 0.3346 | 0.13 | 0.13 | 50.5625 | 0 | 0.89903
|  |  | 15 | 0.1746 | 0.3346 | 0.13 | 0.13 | 45.845 | 0 | 0.39512
|  |  | 16 | 0.1746 | 0.3346 | 0.13 | 0.13 | 36.0797 | 0 | 0.39512
|  |  | 17 | 0.1746 | 0.3346 | 0.13 | 0.13 | 24.6398 | 0 | 0.39512
|  |  | 18 | 0.1746 | 0.3346 | 0.13 | 0.13 | 8.8534 | 0 | 0.89903
|  |  | 19 | 0.1746 | 0.3346 | 0.13 | 0.13 | 0 | 4.035 | 2.9359
|  |  | 20 | 0.1746 | 0.3346 | 0.13 | 0.13 | 0 | 6.7573 | 3.5592
|  |  | 21 | 0.1746 | 0.3346 | 0.13 | 0.13 | 0 | 3.0243 | 0.84338
|  |  | 22 | 0.1746 | 0.3346 | 0.13 | 0.13 | 0 | 3.0594 | 0.67896
|  |  | 23 | 0.1746 | 0.3346 | 0.13 | 0.13 | 0 | 3.2244 | 0.67896
|  |  | 24 | 0.1746 | 0.3346 | 0.13 | 0.13 | 0 | 3.2941 | 0.33948
|  | 4 | 1 | 0.1746 | 0.3346 | 0.13 | 0.13 | 0 | 4.0403 | 0.33948
|  |  | 2 | 0.1746 | 0.3346 | 0.13 | 0.13 | 0 | 4.0316 | 0.33948
|  |  | 3 | 0.1746 | 0.3346 | 0.13 | 0.13 | 0 | 4.0229 | 0.33948
|  |  | 4 | 0.1746 | 0.3346 | 0.13 | 0.13 | 0 | 4.0171 | 0.33948
|  |  | 5 | 0.1746 | 0.3346 | 0.13 | 0.13 | 0 | 4.0113 | 0.33948
|  |  | 6 | 0.1746 | 0.3346 | 0.13 | 0.13 | 0 | 4.3479 | 0.67896
|  |  | 7 | 0.1746 | 0.3346 | 0.13 | 0.13 | 0 | 6.0397 | 2.7715
|  |  | 8 | 0.1746 | 0.3346 | 0.13 | 0.13 | 0 | 4.5622 | 0.89903
|  |  | 9 | 0.1746 | 0.3346 | 0.13 | 0.13 | 0 | 3.7005 | 0.39512
|  |  | 10 | 0.1746 | 0.3346 | 0.13 | 0.13 | 0 | 1.5688 | 0.39512
|  |  | 11 | 0.1746 | 0.3346 | 0.13 | 0.13 | 0.010337 | 0 | 0.39512
|  |  | 12 | 0.1746 | 0.3346 | 0.13 | 0.13 | 1.9415 | 0 | 0.39512
|  |  | 13 | 0.1746 | 0.3346 | 0.13 | 0.13 | 0 | 0.75746 | 2.9359
|  |  | 14 | 0.1746 | 0.3346 | 0.13 | 0.13 | 19.4989 | 0 | 0.89903
|  |  | 15 | 0.1746 | 0.3346 | 0.13 | 0.13 | 13.3405 | 0 | 0.39512
|  |  | 16 | 0.1746 | 0.3346 | 0.13 | 0.13 | 5.077 | 0 | 0.39512
|  |  | 17 | 0.1746 | 0.3346 | 0.13 | 0.13 | 0 | 2.8301 | 0.39512
|  |  | 18 | 0.1746 | 0.3346 | 0.13 | 0.13 | 0 | 4.0405 | 0.89903
|  |  | 19 | 0.1746 | 0.3346 | 0.13 | 0.13 | 0 | 6.0965 | 2.9359
|  |  | 20 | 0.1746 | 0.3346 | 0.13 | 0.13 | 0 | 6.6903 | 3.5592
|  |  | 21 | 0.1746 | 0.3346 | 0.13 | 0.13 | 0 | 4.5702 | 0.84338
|  |  | 22 | 0.1746 | 0.3346 | 0.13 | 0.13 | 0 | 4.3971 | 0.67896
|  |  | 23 | 0.1746 | 0.3346 | 0.13 | 0.13 | 0 | 4.3855 | 0.67896
|  |  | 24 | 0.1746 | 0.3346 | 0.13 | 0.13 | 0 | 4.0345 | 0.33948
|  | 5 | 1 | 0.1746 | 0.3346 | 0.13 | 0.13 | 0 | 0.5687 | 0.33948
|  |  | 2 | 0.1746 | 0.3346 | 0.13 | 0.13 | 0 | 0.83864 | 0.33948
|  |  | 3 | 0.1746 | 0.3346 | 0.13 | 0.13 | 0 | 1.331 | 0.33948
|  |  | 4 | 0.1746 | 0.3346 | 0.13 | 0.13 | 0 | 2.5271 | 0.33948
|  |  | 5 | 0.1746 | 0.3346 | 0.13 | 0.13 | 0 | 3.0356 | 0.33948
|  |  | 6 | 0.1746 | 0.3346 | 0.13 | 0.13 | 0 | 2.7946 | 0.67896
|  |  | 7 | 0.1746 | 0.3346 | 0.13 | 0.13 | 0 | 4.6467 | 2.7715
|  |  | 8 | 0.1746 | 0.3346 | 0.13 | 0.13 | 0 | 2.9288 | 0.89903
|  |  | 9 | 0.1746 | 0.3346 | 0.13 | 0.13 | 0 | 1.1359 | 0.39512
|  |  | 10 | 0.1746 | 0.3346 | 0.13 | 0.13 | 0 | 0.46195 | 0.39512
|  |  | 11 | 0.1746 | 0.3346 | 0.13 | 0.13 | 0.52643 | 0 | 0.39512
|  |  | 12 | 0.1746 | 0.3346 | 0.13 | 0.13 | 0 | 0.033229 | 0.39512
|  |  | 13 | 0.1746 | 0.3346 | 0.13 | 0.13 | 0 | 2.2191 | 2.9359
|  |  | 14 | 0.1746 | 0.3346 | 0.13 | 0.13 | 17.0011 | 0 | 0.89903
|  |  | 15 | 0.1746 | 0.3346 | 0.13 | 0.13 | 12.476 | 0 | 0.39512
|  |  | 16 | 0.1746 | 0.3346 | 0.13 | 0.13 | 4.6104 | 0 | 0.39512
|  |  | 17 | 0.1746 | 0.3346 | 0.13 | 0.13 | 0 | 3.845 | 0.39512
|  |  | 18 | 0.1746 | 0.3346 | 0.13 | 0.13 | 0 | 4.5246 | 0.89903
|  |  | 19 | 0.1746 | 0.3346 | 0.13 | 0.13 | 0 | 6.5569 | 2.9359
|  |  | 20 | 0.1746 | 0.3346 | 0.13 | 0.13 | 0 | 7.1732 | 3.5592
|  |  | 21 | 0.1746 | 0.3346 | 0.13 | 0.13 | 0 | 4.4528 | 0.84338
|  |  | 22 | 0.1746 | 0.3346 | 0.13 | 0.13 | 0 | 4.2837 | 0.67896
|  |  | 23 | 0.1746 | 0.3346 | 0.13 | 0.13 | 0 | 2.9358 | 0.67896
|  |  | 24 | 0.1746 | 0.3346 | 0.13 | 0.13 | 0 | 2.8523 | 0.33948
|  | 6 | 1 | 0.1746 | 0.3346 | 0.13 | 0.13 | 0 | 0.34711 | 0.33948
|  |  | 2 | 0.1746 | 0.3346 | 0.13 | 0.13 | 0 | 0.33948 | 0.33948
|  |  | 3 | 0.1746 | 0.3346 | 0.13 | 0.13 | 0 | 0.34334 | 0.33948
|  |  | 4 | 0.1746 | 0.3346 | 0.13 | 0.13 | 0 | 0.34336 | 0.33948
|  |  | 5 | 0.1746 | 0.3346 | 0.13 | 0.13 | 0 | 0.34337 | 0.33948
|  |  | 6 | 0.1746 | 0.3346 | 0.13 | 0.13 | 0.119 | 0 | 0.67896
|  |  | 7 | 0.1746 | 0.3346 | 0.13 | 0.13 | 2.5659 | 0 | 2.7715
|  |  | 8 | 0.1746 | 0.3346 | 0.13 | 0.13 | 9.5971 | 0 | 0.89903
|  |  | 9 | 0.1746 | 0.3346 | 0.13 | 0.13 | 14.9833 | 0 | 0.39512
|  |  | 10 | 0.1746 | 0.3346 | 0.13 | 0.13 | 23.3029 | 0 | 0.39512
|  |  | 11 | 0.1746 | 0.3346 | 0.13 | 0.13 | 24.5035 | 0 | 0.39512
|  |  | 12 | 0.1746 | 0.3346 | 0.13 | 0.13 | 30.4966 | 0 | 0.39512
|  |  | 13 | 0.1746 | 0.3346 | 0.13 | 0.13 | 26.9492 | 0 | 2.9359
|  |  | 14 | 0.1746 | 0.3346 | 0.13 | 0.13 | 31.1319 | 0 | 0.89903
|  |  | 15 | 0.1746 | 0.3346 | 0.13 | 0.13 | 30.3555 | 0 | 0.39512
|  |  | 16 | 0.1746 | 0.3346 | 0.13 | 0.13 | 20.2534 | 0 | 0.39512
|  |  | 17 | 0.1746 | 0.3346 | 0.13 | 0.13 | 9.4741 | 0 | 0.39512
|  |  | 18 | 0.1746 | 0.3346 | 0.13 | 0.13 | 4.374 | 0 | 0.89903
|  |  | 19 | 0.1746 | 0.3346 | 0.13 | 0.13 | 0 | 1.0183 | 2.9359
|  |  | 20 | 0.1746 | 0.3346 | 0.13 | 0.13 | 0 | 3.1495 | 3.5592
|  |  | 21 | 0.1746 | 0.3346 | 0.13 | 0.13 | 0 | 0.84338 | 0.84338
|  |  | 22 | 0.1746 | 0.3346 | 0.13 | 0.13 | 0 | 0.67896 | 0.67896
|  |  | 23 | 0.1746 | 0.3346 | 0.13 | 0.13 | 0 | 0.67896 | 0.67896
|  |  | 24 | 0.1746 | 0.3346 | 0.13 | 0.13 | 0 | 0.33948 | 0.33948
|  | 7 | 1 | 0.1746 | 0.3346 | 0.13 | 0.13 | 0 | 0.33948 | 0.33948
|  |  | 2 | 0.1746 | 0.3346 | 0.13 | 0.13 | 0 | 0.33948 | 0.33948
|  |  | 3 | 0.1746 | 0.3346 | 0.13 | 0.13 | 0 | 0.33948 | 0.33948
|  |  | 4 | 0.1746 | 0.3346 | 0.13 | 0.13 | 0 | 0.33948 | 0.33948
|  |  | 5 | 0.1746 | 0.3346 | 0.13 | 0.13 | 0 | 0.33948 | 0.33948
|  |  | 6 | 0.1746 | 0.3346 | 0.13 | 0.13 | 0 | 0.67896 | 0.67896
|  |  | 7 | 0.1746 | 0.3346 | 0.13 | 0.13 | 0 | 3.0279 | 2.7715
|  |  | 8 | 0.1746 | 0.3346 | 0.13 | 0.13 | 5.0861 | 0 | 0.89903
|  |  | 9 | 0.1746 | 0.3346 | 0.13 | 0.13 | 14.1206 | 0 | 0.39512
|  |  | 10 | 0.1746 | 0.3346 | 0.13 | 0.13 | 23.1817 | 0 | 0.39512
|  |  | 11 | 0.1746 | 0.3346 | 0.13 | 0.13 | 29.514 | 0 | 0.39512
|  |  | 12 | 0.1746 | 0.3346 | 0.13 | 0.13 | 31.7364 | 0 | 0.39512
|  |  | 13 | 0.1746 | 0.3346 | 0.13 | 0.13 | 29.174 | 0 | 2.9359
|  |  | 14 | 0.1746 | 0.3346 | 0.13 | 0.13 | 27.6996 | 0 | 0.89903
|  |  | 15 | 0.1746 | 0.3346 | 0.13 | 0.13 | 22.9512 | 0 | 0.39512
|  |  | 16 | 0.1746 | 0.3346 | 0.13 | 0.13 | 17.2098 | 0 | 0.39512
|  |  | 17 | 0.1746 | 0.3346 | 0.13 | 0.13 | 9.2244 | 0 | 0.39512
|  |  | 18 | 0.1746 | 0.3346 | 0.13 | 0.13 | 0 | 0.096958 | 0.89903
|  |  | 19 | 0.1746 | 0.3346 | 0.13 | 0.13 | 0 | 3.396 | 2.9359
|  |  | 20 | 0.1746 | 0.3346 | 0.13 | 0.13 | 0 | 3.9328 | 3.5592
|  |  | 21 | 0.1746 | 0.3346 | 0.13 | 0.13 | 0 | 0.84338 | 0.84338
|  |  | 22 | 0.1746 | 0.3346 | 0.13 | 0.13 | 0 | 0.67896 | 0.67896
|  |  | 23 | 0.1746 | 0.3346 | 0.13 | 0.13 | 0 | 0.67896 | 0.67896
|  |  | 24 | 0.1746 | 0.3346 | 0.13 | 0.13 | 0 | 0.33948 | 0.33948
|  | 8 | 1 | 0.1746 | 0.3346 | 0.13 | 0.13 | 0 | 0.33948 | 0.33948
|  |  | 2 | 0.1746 | 0.3346 | 0.13 | 0.13 | 0 | 0.33948 | 0.33948
|  |  | 3 | 0.1746 | 0.3346 | 0.13 | 0.13 | 0 | 0.33948 | 0.33948
|  |  | 4 | 0.1746 | 0.3346 | 0.13 | 0.13 | 0 | 0.33948 | 0.33948
|  |  | 5 | 0.1746 | 0.3346 | 0.13 | 0.13 | 0 | 0.33948 | 0.33948
|  |  | 6 | 0.1746 | 0.3346 | 0.13 | 0.13 | 0 | 0.34042 | 0.67896
|  |  | 7 | 0.1746 | 0.3346 | 0.13 | 0.13 | 6.456 | 0 | 2.7715
|  |  | 8 | 0.1746 | 0.3346 | 0.13 | 0.13 | 21.1347 | 0 | 0.89903
|  |  | 9 | 0.1746 | 0.3346 | 0.13 | 0.13 | 33.7041 | 0 | 0.39512
|  |  | 10 | 0.1746 | 0.3346 | 0.13 | 0.13 | 43.8688 | 0 | 0.39512
|  |  | 11 | 0.1746 | 0.3346 | 0.13 | 0.13 | 50.591 | 0 | 0.39512
|  |  | 12 | 0.1746 | 0.3346 | 0.13 | 0.13 | 54.1897 | 0 | 0.39512
|  |  | 13 | 0.1746 | 0.3346 | 0.13 | 0.13 | 51.3208 | 0 | 2.9359
|  |  | 14 | 0.1746 | 0.3346 | 0.13 | 0.13 | 52.4045 | 0 | 0.89903
|  |  | 15 | 0.1746 | 0.3346 | 0.13 | 0.13 | 47.9259 | 0 | 0.39512
|  |  | 16 | 0.1746 | 0.3346 | 0.13 | 0.13 | 40.4519 | 0 | 0.39512
|  |  | 17 | 0.1746 | 0.3346 | 0.13 | 0.13 | 31.5764 | 0 | 0.39512
|  |  | 18 | 0.1746 | 0.3346 | 0.13 | 0.13 | 20.1128 | 0 | 0.89903
|  |  | 19 | 0.1746 | 0.3346 | 0.13 | 0.13 | 6.5522 | 0 | 2.9359
|  |  | 20 | 0.1746 | 0.3346 | 0.13 | 0.13 | 0 | 3.0744 | 3.5592
|  |  | 21 | 0.1746 | 0.3346 | 0.13 | 0.13 | 0 | 0.84338 | 0.84338
|  |  | 22 | 0.1746 | 0.3346 | 0.13 | 0.13 | 0 | 0.67896 | 0.67896
|  |  | 23 | 0.1746 | 0.3346 | 0.13 | 0.13 | 0 | 0.67896 | 0.67896
|  |  | 24 | 0.1746 | 0.3346 | 0.13 | 0.13 | 0 | 0.33948 | 0.33948
|  | 9 | 1 | 0.1746 | 0.3346 | 0.13 | 0.13 | 0 | 0.33948 | 0.33948
|  |  | 2 | 0.1746 | 0.3346 | 0.13 | 0.13 | 0 | 0.33948 | 0.33948
|  |  | 3 | 0.1746 | 0.3346 | 0.13 | 0.13 | 0 | 0.33948 | 0.33948
|  |  | 4 | 0.1746 | 0.3346 | 0.13 | 0.13 | 0 | 0.33948 | 0.33948
|  |  | 5 | 0.1746 | 0.3346 | 0.13 | 0.13 | 0 | 0.33948 | 0.33948
|  |  | 6 | 0.1746 | 0.3346 | 0.13 | 0.13 | 0 | 0.59575 | 0.67896
|  |  | 7 | 0.1746 | 0.3346 | 0.13 | 0.13 | 4.3018 | 0 | 2.7715
|  |  | 8 | 0.1746 | 0.3346 | 0.13 | 0.13 | 19.2511 | 0 | 0.89903
|  |  | 9 | 0.1746 | 0.3346 | 0.13 | 0.13 | 32.4541 | 0 | 0.39512
|  |  | 10 | 0.1746 | 0.3346 | 0.13 | 0.13 | 42.5104 | 0 | 0.39512
|  |  | 11 | 0.1746 | 0.3346 | 0.13 | 0.13 | 49.8218 | 0 | 0.39512
|  |  | 12 | 0.1746 | 0.3346 | 0.13 | 0.13 | 54.0574 | 0 | 0.39512
|  |  | 13 | 0.1746 | 0.3346 | 0.13 | 0.13 | 52.4793 | 0 | 2.9359
|  |  | 14 | 0.1746 | 0.3346 | 0.13 | 0.13 | 53.341 | 0 | 0.89903
|  |  | 15 | 0.1746 | 0.3346 | 0.13 | 0.13 | 49.2051 | 0 | 0.39512
|  |  | 16 | 0.1746 | 0.3346 | 0.13 | 0.13 | 40.9205 | 0 | 0.39512
|  |  | 17 | 0.1746 | 0.3346 | 0.13 | 0.13 | 31.1047 | 0 | 0.39512
|  |  | 18 | 0.1746 | 0.3346 | 0.13 | 0.13 | 18.1479 | 0 | 0.89903
|  |  | 19 | 0.1746 | 0.3346 | 0.13 | 0.13 | 3.4232 | 0 | 2.9359
|  |  | 20 | 0.1746 | 0.3346 | 0.13 | 0.13 | 0 | 3.5592 | 3.5592
|  |  | 21 | 0.1746 | 0.3346 | 0.13 | 0.13 | 0 | 0.84338 | 0.84338
|  |  | 22 | 0.1746 | 0.3346 | 0.13 | 0.13 | 0 | 0.67896 | 0.67896
|  |  | 23 | 0.1746 | 0.3346 | 0.13 | 0.13 | 0 | 0.67896 | 0.67896
|  |  | 24 | 0.1746 | 0.3346 | 0.13 | 0.13 | 0 | 0.33948 | 0.33948
|  | 10 | 1 | 0.1746 | 0.3346 | 0.13 | 0.13 | 0 | 0.33948 | 0.33948
|  |  | 2 | 0.1746 | 0.3346 | 0.13 | 0.13 | 0 | 0.33948 | 0.33948
|  |  | 3 | 0.1746 | 0.3346 | 0.13 | 0.13 | 0 | 0.33948 | 0.33948
|  |  | 4 | 0.1746 | 0.3346 | 0.13 | 0.13 | 0 | 0.33948 | 0.33948
|  |  | 5 | 0.1746 | 0.3346 | 0.13 | 0.13 | 0 | 0.33948 | 0.33948
|  |  | 6 | 0.1746 | 0.3346 | 0.13 | 0.13 | 5.44 | 0 | 0.67896
|  |  | 7 | 0.1746 | 0.3346 | 0.13 | 0.13 | 14.9026 | 0 | 2.7715
|  |  | 8 | 0.1746 | 0.3346 | 0.13 | 0.13 | 29.3622 | 0 | 0.89903
|  |  | 9 | 0.1746 | 0.3346 | 0.13 | 0.13 | 41.1129 | 0 | 0.39512
|  |  | 10 | 0.1746 | 0.3346 | 0.13 | 0.13 | 50.1624 | 0 | 0.39512
|  |  | 11 | 0.1746 | 0.3346 | 0.13 | 0.13 | 56.5886 | 0 | 0.39512
|  |  | 12 | 0.1746 | 0.3346 | 0.13 | 0.13 | 60.2036 | 0 | 0.39512
|  |  | 13 | 0.1746 | 0.3346 | 0.13 | 0.13 | 58.2652 | 0 | 2.9359
|  |  | 14 | 0.1746 | 0.3346 | 0.13 | 0.13 | 58.9733 | 0 | 0.89903
|  |  | 15 | 0.1746 | 0.3346 | 0.13 | 0.13 | 55.6961 | 0 | 0.39512
|  |  | 16 | 0.1746 | 0.3346 | 0.13 | 0.13 | 49.2408 | 0 | 0.39512
|  |  | 17 | 0.1746 | 0.3346 | 0.13 | 0.13 | 40.0061 | 0 | 0.39512
|  |  | 18 | 0.1746 | 0.3346 | 0.13 | 0.13 | 29.2061 | 0 | 0.89903
|  |  | 19 | 0.1746 | 0.3346 | 0.13 | 0.13 | 14.7338 | 0 | 2.9359
|  |  | 20 | 0.1746 | 0.3346 | 0.13 | 0.13 | 2.8561 | 0 | 3.5592
|  |  | 21 | 0.1746 | 0.3346 | 0.13 | 0.13 | 0 | 0.76431 | 0.84338
|  |  | 22 | 0.1746 | 0.3346 | 0.13 | 0.13 | 0 | 0.67896 | 0.67896
|  |  | 23 | 0.1746 | 0.3346 | 0.13 | 0.13 | 0 | 0.67896 | 0.67896
|  |  | 24 | 0.1746 | 0.3346 | 0.13 | 0.13 | 0 | 0.33948 | 0.33948
|  | 11 | 1 | 0 | 0 | 0 | 0 | 0 | 4.9218 | 3.5592
|  | 12 | 1 | 0 | 0 | 0 | 0 | 0 | 0 | 3.5592
NaturalGas | Building1 | 1 | 1 | 0 | 0.14 | 0 | 0.23 | 0 | 0 | 0
|  |  | 2 | 0 | 0.14 | 0 | 0.23 | 0 | 0 | 0
|  |  | 3 | 0 | 0.14 | 0 | 0.23 | 0 | 0 | 0
|  |  | 4 | 0 | 0.14 | 0 | 0.23 | 0 | 0 | 0
|  |  | 5 | 0 | 0.14 | 0 | 0.23 | 0 | 0 | 0
|  |  | 6 | 0 | 0.14 | 0 | 0.23 | 0 | 0.001514 | 0
|  |  | 7 | 0 | 0.14 | 0 | 0.23 | 0 | 0.1435 | 0
|  |  | 8 | 0 | 0.14 | 0 | 0.23 | 0 | 0.001514 | 0
|  |  | 9 | 0 | 0.14 | 0 | 0.23 | 0 | 0.001514 | 0
|  |  | 10 | 0 | 0.14 | 0 | 0.23 | 0 | 0.001514 | 0
|  |  | 11 | 0 | 0.14 | 0 | 0.23 | 0 | 0.001514 | 0
|  |  | 12 | 0 | 0.14 | 0 | 0.23 | 0 | 0.040251 | 0
|  |  | 13 | 0 | 0.14 | 0 | 0.23 | 0 | 0.15234 | 0
|  |  | 14 | 0 | 0.14 | 0 | 0.23 | 0 | 0.001514 | 0
|  |  | 15 | 0 | 0.14 | 0 | 0.23 | 0 | 0.001514 | 0
|  |  | 16 | 0 | 0.14 | 0 | 0.23 | 0 | 0.001514 | 0
|  |  | 17 | 0 | 0.14 | 0 | 0.23 | 0 | 0.001514 | 0
|  |  | 18 | 0 | 0.14 | 0 | 0.23 | 0 | 0.257 | 0
|  |  | 19 | 0 | 0.14 | 0 | 0.23 | 0 | 0.19084 | 0
|  |  | 20 | 0 | 0.14 | 0 | 0.23 | 0 | 0 | 0
|  |  | 21 | 0 | 0.14 | 0 | 0.23 | 0 | 0 | 0
|  |  | 22 | 0 | 0.14 | 0 | 0.23 | 0 | 0 | 0
|  |  | 23 | 0 | 0.14 | 0 | 0.23 | 0 | 0 | 0
|  |  | 24 | 0 | 0.14 | 0 | 0.23 | 0 | 0 | 0
|  | 2 | 1 | 0 | 0.14 | 0 | 0.23 | 0 | 0.12235 | 0
|  |  | 2 | 0 | 0.14 | 0 | 0.23 | 0 | 0.035788 | 0
|  |  | 3 | 0 | 0.14 | 0 | 0.23 | 0 | 0 | 0
|  |  | 4 | 0 | 0.14 | 0 | 0.23 | 0 | 0 | 0
|  |  | 5 | 0 | 0.14 | 0 | 0.23 | 0 | 0 | 0
|  |  | 6 | 0 | 0.14 | 0 | 0.23 | 0 | 0 | 0
|  |  | 7 | 0 | 0.14 | 0 | 0.23 | 0 | 0 | 0
|  |  | 8 | 0 | 0.14 | 0 | 0.23 | 0 | 0.001514 | 0
|  |  | 9 | 0 | 0.14 | 0 | 0.23 | 0 | 0.001514 | 0
|  |  | 10 | 0 | 0.14 | 0 | 0.23 | 0 | 0.001514 | 0
|  |  | 11 | 0 | 0.14 | 0 | 0.23 | 0 | 0.13086 | 0
|  |  | 12 | 0 | 0.14 | 0 | 0.23 | 0 | 0 | 0
|  |  | 13 | 0 | 0.14 | 0 | 0.23 | 0 | 0.066165 | 0
|  |  | 14 | 0 | 0.14 | 0 | 0.23 | 0 | 0 | 0
|  |  | 15 | 0 | 0.14 | 0 | 0.23 | 0 | 0.11133 | 0
|  |  | 16 | 0 | 0.14 | 0 | 0.23 | 0 | 0.14789 | 0
|  |  | 17 | 0 | 0.14 | 0 | 0.23 | 0 | 0.0031485 | 0
|  |  | 18 | 0 | 0.14 | 0 | 0.23 | 0 | 0 | 0
|  |  | 19 | 0 | 0.14 | 0 | 0.23 | 0 | 0.186 | 0
|  |  | 20 | 0 | 0.14 | 0 | 0.23 | 0 | 0 | 0
|  |  | 21 | 0 | 0.14 | 0 | 0.23 | 0 | 0 | 0
|  |  | 22 | 0 | 0.14 | 0 | 0.23 | 0 | 0 | 0
|  |  | 23 | 0 | 0.14 | 0 | 0.23 | 0 | 0 | 0
|  |  | 24 | 0 | 0.14 | 0 | 0.23 | 0 | 0 | 0
|  | 3 | 1 | 0 | 0.14 | 0 | 0.23 | 0 | 0 | 0
|  |  | 2 | 0 | 0.14 | 0 | 0.23 | 0 | 0 | 0
|  |  | 3 | 0 | 0.14 | 0 | 0.23 | 0 | 0 | 0
|  |  | 4 | 0 | 0.14 | 0 | 0.23 | 0 | 0.033835 | 0
|  |  | 5 | 0 | 0.14 | 0 | 0.23 | 0 | 1.0913 | 0
|  |  | 6 | 0 | 0.14 | 0 | 0.23 | 0 | 1.4038 | 0
|  |  | 7 | 0 | 0.14 | 0 | 0.23 | 0 | 0 | 0
|  |  | 8 | 0 | 0.14 | 0 | 0.23 | 0 | 0 | 0
|  |  | 9 | 0 | 0.14 | 0 | 0.23 | 0 | 0.040496 | 0
|  |  | 10 | 0 | 0.14 | 0 | 0.23 | 0 | 0.001514 | 0
|  |  | 11 | 0 | 0.14 | 0 | 0.23 | 0 | 0.001514 | 0
|  |  | 12 | 0 | 0.14 | 0 | 0.23 | 0 | 0.001514 | 0
|  |  | 13 | 0 | 0.14 | 0 | 0.23 | 0 | 0.19083 | 0
|  |  | 14 | 0 | 0.14 | 0 | 0.23 | 0 | 0.001514 | 0
|  |  | 15 | 0 | 0.14 | 0 | 0.23 | 0 | 0.001514 | 0
|  |  | 16 | 0 | 0.14 | 0 | 0.23 | 0 | 0.257 | 0
|  |  | 17 | 0 | 0.14 | 0 | 0.23 | 0 | 0.0031485 | 0
|  |  | 18 | 0 | 0.14 | 0 | 0.23 | 0 | 0.0031485 | 0
|  |  | 19 | 0 | 0.14 | 0 | 0.23 | 0 | 0.19247 | 0
|  |  | 20 | 0 | 0.14 | 0 | 0.23 | 0 | 0.15728 | 0
|  |  | 21 | 0 | 0.14 | 0 | 0.23 | 0 | 0 | 0
|  |  | 22 | 0 | 0.14 | 0 | 0.23 | 0 | 0 | 0
|  |  | 23 | 0 | 0.14 | 0 | 0.23 | 0 | 0 | 0
|  |  | 24 | 0 | 0.14 | 0 | 0.23 | 0 | 0 | 0
|  | 4 | 1 | 0 | 0.14 | 0 | 0.23 | 0 | 0.022814 | 0
|  |  | 2 | 0 | 0.14 | 0 | 0.23 | 0 | 3.0589 | 0
|  |  | 3 | 0 | 0.14 | 0 | 0.23 | 0 | 3.326 | 0
|  |  | 4 | 0 | 0.14 | 0 | 0.23 | 0 | 3.5038 | 0
|  |  | 5 | 0 | 0.14 | 0 | 0.23 | 0 | 3.6762 | 0
|  |  | 6 | 0 | 0.14 | 0 | 0.23 | 0 | 3.3324 | 0
|  |  | 7 | 0 | 0.14 | 0 | 0.23 | 0 | 2.1402 | 0
|  |  | 8 | 0 | 0.14 | 0 | 0.23 | 0 | 2.8697 | 0
|  |  | 9 | 0 | 0.14 | 0 | 0.23 | 0 | 3.1987 | 0
|  |  | 10 | 0 | 0.14 | 0 | 0.23 | 0 | 2.4333 | 0
|  |  | 11 | 0 | 0.14 | 0 | 0.23 | 0 | 1.6897 | 0
|  |  | 12 | 0 | 0.14 | 0 | 0.23 | 0 | 0.71494 | 0
|  |  | 13 | 0 | 0.14 | 0 | 0.23 | 0 | 0.26186 | 0
|  |  | 14 | 0 | 0.14 | 0 | 0.23 | 0 | 0.257 | 0
|  |  | 15 | 0 | 0.14 | 0 | 0.23 | 0 | 0.0031485 | 0
|  |  | 16 | 0 | 0.14 | 0 | 0.23 | 0 | 0 | 0
|  |  | 17 | 0 | 0.14 | 0 | 0.23 | 0 | 0.0062769 | 0
|  |  | 18 | 0 | 0.14 | 0 | 0.23 | 0 | 0.0031485 | 0
|  |  | 19 | 0 | 0.14 | 0 | 0.23 | 0 | 0.17634 | 0
|  |  | 20 | 0 | 0.14 | 0 | 0.23 | 0 | 0.097573 | 0
|  |  | 21 | 0 | 0.14 | 0 | 0.23 | 0 | 0 | 0
|  |  | 22 | 0 | 0.14 | 0 | 0.23 | 0 | 0 | 0
|  |  | 23 | 0 | 0.14 | 0 | 0.23 | 0 | 0 | 0
|  |  | 24 | 0 | 0.14 | 0 | 0.23 | 0 | 0 | 0
|  | 5 | 1 | 0 | 0.14 | 0 | 0.23 | 0 | 12.7564 | 0
|  |  | 2 | 0 | 0.14 | 0 | 0.23 | 0 | 12.7564 | 0
|  |  | 3 | 0 | 0.14 | 0 | 0.23 | 0 | 12.7564 | 0
|  |  | 4 | 0 | 0.14 | 0 | 0.23 | 0 | 12.7564 | 0
|  |  | 5 | 0 | 0.14 | 0 | 0.23 | 0 | 12.7564 | 0
|  |  | 6 | 0 | 0.14 | 0 | 0.23 | 0 | 12.7564 | 0
|  |  | 7 | 0 | 0.14 | 0 | 0.23 | 0 | 12.7564 | 0
|  |  | 8 | 0 | 0.14 | 0 | 0.23 | 0 | 12.7564 | 0
|  |  | 9 | 0 | 0.14 | 0 | 0.23 | 0 | 12.7564 | 0
|  |  | 10 | 0 | 0.14 | 0 | 0.23 | 0 | 9.826 | 0
|  |  | 11 | 0 | 0.14 | 0 | 0.23 | 0 | 7.8353 | 0
|  |  | 12 | 0 | 0.14 | 0 | 0.23 | 0 | 6.5243 | 0
|  |  | 13 | 0 | 0.14 | 0 | 0.23 | 0 | 0.46309 | 0
|  |  | 14 | 0 | 0.14 | 0 | 0.23 | 0 | 3.9426 | 0
|  |  | 15 | 0 | 0.14 | 0 | 0.23 | 0 | 3.7422 | 0
|  |  | 16 | 0 | 0.14 | 0 | 0.23 | 0 | 3.9059 | 0
|  |  | 17 | 0 | 0.14 | 0 | 0.23 | 0 | 5.7479 | 0
|  |  | 18 | 0 | 0.14 | 0 | 0.23 | 0 | 5.8089 | 0
|  |  | 19 | 0 | 0.14 | 0 | 0.23 | 0 | 8.4276 | 0
|  |  | 20 | 0 | 0.14 | 0 | 0.23 | 0 | 9.2668 | 0
|  |  | 21 | 0 | 0.14 | 0 | 0.23 | 0 | 6.0643 | 0
|  |  | 22 | 0 | 0.14 | 0 | 0.23 | 0 | 6.1495 | 0
|  |  | 23 | 0 | 0.14 | 0 | 0.23 | 0 | 11.3137 | 0
|  |  | 24 | 0 | 0.14 | 0 | 0.23 | 0 | 12.7564 | 0
|  | 6 | 1 | 0 | 0.14 | 0 | 0.23 | 0 | 0.0030378 | 0
|  |  | 2 | 0 | 0.14 | 0 | 0.23 | 0 | 0 | 0
|  |  | 3 | 0 | 0.14 | 0 | 0.23 | 0 | 0.001514 | 0
|  |  | 4 | 0 | 0.14 | 0 | 0.23 | 0 | 0.001514 | 0
|  |  | 5 | 0 | 0.14 | 0 | 0.23 | 0 | 0.001514 | 0
|  |  | 6 | 0 | 0.14 | 0 | 0.23 | 0 | 0.001514 | 0
|  |  | 7 | 0 | 0.14 | 0 | 0.23 | 0 | 0.1435 | 0
|  |  | 8 | 0 | 0.14 | 0 | 0.23 | 0 | 0.001514 | 0
|  |  | 9 | 0 | 0.14 | 0 | 0.23 | 0 | 0.001514 | 0
|  |  | 10 | 0 | 0.14 | 0 | 0.23 | 0 | 0.001514 | 0
|  |  | 11 | 0 | 0.14 | 0 | 0.23 | 0 | 0.001514 | 0
|  |  | 12 | 0 | 0.14 | 0 | 0.23 | 0 | 0.001514 | 0
|  |  | 13 | 0 | 0.14 | 0 | 0.23 | 0 | 0.19083 | 0
|  |  | 14 | 0 | 0.14 | 0 | 0.23 | 0 | 0.001514 | 0
|  |  | 15 | 0 | 0.14 | 0 | 0.23 | 0 | 0.001514 | 0
|  |  | 16 | 0 | 0.14 | 0 | 0.23 | 0 | 0.001514 | 0
|  |  | 17 | 0 | 0.14 | 0 | 0.23 | 0 | 0.257 | 0
|  |  | 18 | 0 | 0.14 | 0 | 0.23 | 0 | 0.0031485 | 0
|  |  | 19 | 0 | 0.14 | 0 | 0.23 | 0 | 0.18287 | 0
|  |  | 20 | 0 | 0.14 | 0 | 0.23 | 0 | 0 | 0
|  |  | 21 | 0 | 0.14 | 0 | 0.23 | 0 | 0 | 0
|  |  | 22 | 0 | 0.14 | 0 | 0.23 | 0 | 0 | 0
|  |  | 23 | 0 | 0.14 | 0 | 0.23 | 0 | 0 | 0
|  |  | 24 | 0 | 0.14 | 0 | 0.23 | 0 | 0 | 0
|  | 7 | 1 | 0 | 0.14 | 0 | 0.23 | 0 | 0 | 0
|  |  | 2 | 0 | 0.14 | 0 | 0.23 | 0 | 0 | 0
|  |  | 3 | 0 | 0.14 | 0 | 0.23 | 0 | 0 | 0
|  |  | 4 | 0 | 0.14 | 0 | 0.23 | 0 | 0 | 0
|  |  | 5 | 0 | 0.14 | 0 | 0.23 | 0 | 0 | 0
|  |  | 6 | 0 | 0.14 | 0 | 0.23 | 0 | 0 | 0
|  |  | 7 | 0 | 0.14 | 0 | 0.23 | 0 | 0 | 0
|  |  | 8 | 0 | 0.14 | 0 | 0.23 | 0 | 0.001514 | 0
|  |  | 9 | 0 | 0.14 | 0 | 0.23 | 0 | 0.001514 | 0
|  |  | 10 | 0 | 0.14 | 0 | 0.23 | 0 | 0.001514 | 0
|  |  | 11 | 0 | 0.14 | 0 | 0.23 | 0 | 0.001514 | 0
|  |  | 12 | 0 | 0.14 | 0 | 0.23 | 0 | 0.001514 | 0
|  |  | 13 | 0 | 0.14 | 0 | 0.23 | 0 | 0.19083 | 0
|  |  | 14 | 0 | 0.14 | 0 | 0.23 | 0 | 0.001514 | 0
|  |  | 15 | 0 | 0.14 | 0 | 0.23 | 0 | 0.257 | 0
|  |  | 16 | 0 | 0.14 | 0 | 0.23 | 0 | 0.0031485 | 0
|  |  | 17 | 0 | 0.14 | 0 | 0.23 | 0 | 0.0031485 | 0
|  |  | 18 | 0 | 0.14 | 0 | 0.23 | 0 | 0.0031485 | 0
|  |  | 19 | 0 | 0.14 | 0 | 0.23 | 0 | 0.19247 | 0
|  |  | 20 | 0 | 0.14 | 0 | 0.23 | 0 | 0.154 | 0
|  |  | 21 | 0 | 0.14 | 0 | 0.23 | 0 | 0 | 0
|  |  | 22 | 0 | 0.14 | 0 | 0.23 | 0 | 0 | 0
|  |  | 23 | 0 | 0.14 | 0 | 0.23 | 0 | 0 | 0
|  |  | 24 | 0 | 0.14 | 0 | 0.23 | 0 | 0 | 0
|  | 8 | 1 | 0 | 0.14 | 0 | 0.23 | 0 | 0 | 0
|  |  | 2 | 0 | 0.14 | 0 | 0.23 | 0 | 0 | 0
|  |  | 3 | 0 | 0.14 | 0 | 0.23 | 0 | 0 | 0
|  |  | 4 | 0 | 0.14 | 0 | 0.23 | 0 | 0 | 0
|  |  | 5 | 0 | 0.14 | 0 | 0.23 | 0 | 0 | 0
|  |  | 6 | 0 | 0.14 | 0 | 0.23 | 0 | 0 | 0
|  |  | 7 | 0 | 0.14 | 0 | 0.23 | 0 | 0.1435 | 0
|  |  | 8 | 0 | 0.14 | 0 | 0.23 | 0 | 0.001514 | 0
|  |  | 9 | 0 | 0.14 | 0 | 0.23 | 0 | 0.001514 | 0
|  |  | 10 | 0 | 0.14 | 0 | 0.23 | 0 | 0.001514 | 0
|  |  | 11 | 0 | 0.14 | 0 | 0.23 | 0 | 0.001514 | 0
|  |  | 12 | 0 | 0.14 | 0 | 0.23 | 0 | 0.001514 | 0
|  |  | 13 | 0 | 0.14 | 0 | 0.23 | 0 | 0.19083 | 0
|  |  | 14 | 0 | 0.14 | 0 | 0.23 | 0 | 0.001514 | 0
|  |  | 15 | 0 | 0.14 | 0 | 0.23 | 0 | 0.001514 | 0
|  |  | 16 | 0 | 0.14 | 0 | 0.23 | 0 | 0.257 | 0
|  |  | 17 | 0 | 0.14 | 0 | 0.23 | 0 | 0.0031485 | 0
|  |  | 18 | 0 | 0.14 | 0 | 0.23 | 0 | 0.0031485 | 0
|  |  | 19 | 0 | 0.14 | 0 | 0.23 | 0 | 0.19247 | 0
|  |  | 20 | 0 | 0.14 | 0 | 0.23 | 0 | 0 | 0
|  |  | 21 | 0 | 0.14 | 0 | 0.23 | 0 | 0 | 0
|  |  | 22 | 0 | 0.14 | 0 | 0.23 | 0 | 0 | 0
|  |  | 23 | 0 | 0.14 | 0 | 0.23 | 0 | 0 | 0
|  |  | 24 | 0 | 0.14 | 0 | 0.23 | 0 | 0 | 0
|  | 9 | 1 | 0 | 0.14 | 0 | 0.23 | 0 | 0 | 0
|  |  | 2 | 0 | 0.14 | 0 | 0.23 | 0 | 0 | 0
|  |  | 3 | 0 | 0.14 | 0 | 0.23 | 0 | 0 | 0
|  |  | 4 | 0 | 0.14 | 0 | 0.23 | 0 | 0 | 0
|  |  | 5 | 0 | 0.14 | 0 | 0.23 | 0 | 0 | 0
|  |  | 6 | 0 | 0.14 | 0 | 0.23 | 0 | 0 | 0
|  |  | 7 | 0 | 0.14 | 0 | 0.23 | 0 | 0.1435 | 0
|  |  | 8 | 0 | 0.14 | 0 | 0.23 | 0 | 0.001514 | 0
|  |  | 9 | 0 | 0.14 | 0 | 0.23 | 0 | 0.001514 | 0
|  |  | 10 | 0 | 0.14 | 0 | 0.23 | 0 | 0.001514 | 0
|  |  | 11 | 0 | 0.14 | 0 | 0.23 | 0 | 0.001514 | 0
|  |  | 12 | 0 | 0.14 | 0 | 0.23 | 0 | 0.001514 | 0
|  |  | 13 | 0 | 0.14 | 0 | 0.23 | 0 | 0.19083 | 0
|  |  | 14 | 0 | 0.14 | 0 | 0.23 | 0 | 0.001514 | 0
|  |  | 15 | 0 | 0.14 | 0 | 0.23 | 0 | 0.001514 | 0
|  |  | 16 | 0 | 0.14 | 0 | 0.23 | 0 | 0.257 | 0
|  |  | 17 | 0 | 0.14 | 0 | 0.23 | 0 | 0.0031485 | 0
|  |  | 18 | 0 | 0.14 | 0 | 0.23 | 0 | 0.0031485 | 0
|  |  | 19 | 0 | 0.14 | 0 | 0.23 | 0 | 0.19247 | 0
|  |  | 20 | 0 | 0.14 | 0 | 0.23 | 0 | 0 | 0
|  |  | 21 | 0 | 0.14 | 0 | 0.23 | 0 | 0 | 0
|  |  | 22 | 0 | 0.14 | 0 | 0.23 | 0 | 0 | 0
|  |  | 23 | 0 | 0.14 | 0 | 0.23 | 0 | 0 | 0
|  |  | 24 | 0 | 0.14 | 0 | 0.23 | 0 | 0 | 0
|  | 10 | 1 | 0 | 0.14 | 0 | 0.23 | 0 | 0 | 0
|  |  | 2 | 0 | 0.14 | 0 | 0.23 | 0 | 0 | 0
|  |  | 3 | 0 | 0.14 | 0 | 0.23 | 0 | 0 | 0
|  |  | 4 | 0 | 0.14 | 0 | 0.23 | 0 | 0 | 0
|  |  | 5 | 0 | 0.14 | 0 | 0.23 | 0 | 0 | 0
|  |  | 6 | 0 | 0.14 | 0 | 0.23 | 0 | 0 | 0
|  |  | 7 | 0 | 0.14 | 0 | 0.23 | 0 | 0 | 0
|  |  | 8 | 0 | 0.14 | 0 | 0.23 | 0 | 0 | 0
|  |  | 9 | 0 | 0.14 | 0 | 0.23 | 0 | 0 | 0
|  |  | 10 | 0 | 0.14 | 0 | 0.23 | 0 | 0.001514 | 0
|  |  | 11 | 0 | 0.14 | 0 | 0.23 | 0 | 0.001514 | 0
|  |  | 12 | 0 | 0.14 | 0 | 0.23 | 0 | 0.001514 | 0
|  |  | 13 | 0 | 0.14 | 0 | 0.23 | 0 | 0.19083 | 0
|  |  | 14 | 0 | 0.14 | 0 | 0.23 | 0 | 0.001514 | 0
|  |  | 15 | 0 | 0.14 | 0 | 0.23 | 0 | 0.001514 | 0
|  |  | 16 | 0 | 0.14 | 0 | 0.23 | 0 | 0.001514 | 0
|  |  | 17 | 0 | 0.14 | 0 | 0.23 | 0 | 0.257 | 0
|  |  | 18 | 0 | 0.14 | 0 | 0.23 | 0 | 0.0031485 | 0
|  |  | 19 | 0 | 0.14 | 0 | 0.23 | 0 | 0.19247 | 0
|  |  | 20 | 0 | 0.14 | 0 | 0.23 | 0 | 0.15728 | 0
|  |  | 21 | 0 | 0.14 | 0 | 0.23 | 0 | 0 | 0
|  |  | 22 | 0 | 0.14 | 0 | 0.23 | 0 | 0 | 0
|  |  | 23 | 0 | 0.14 | 0 | 0.23 | 0 | 0 | 0
|  |  | 24 | 0 | 0.14 | 0 | 0.23 | 0 | 0 | 0
|  | 11 | 1 | 0 | 0 | 0 | 0 | 0 | 1.9587 | 0
|  | 12 | 1 | 0 | 0 | 0 | 0 | 0 | 0.23816 | 0
| Building2 | 1 | 1 | 0 | 0.14 | 0 | 0.23 | 0 | 2.2885 | 0
|  |  | 2 | 0 | 0.14 | 0 | 0.23 | 0 | 2.3612 | 0
|  |  | 3 | 0 | 0.14 | 0 | 0.23 | 0 | 2.3976 | 0
|  |  | 4 | 0 | 0.14 | 0 | 0.23 | 0 | 2.434 | 0
|  |  | 5 | 0 | 0.14 | 0 | 0.23 | 0 | 2.434 | 0
|  |  | 6 | 0 | 0.14 | 0 | 0.23 | 0 | 2.309 | 0
|  |  | 7 | 0 | 0.14 | 0 | 0.23 | 0 | 2.1832 | 0
|  |  | 8 | 0 | 0.14 | 0 | 0.23 | 0 | 1.8416 | 0
|  |  | 9 | 0 | 0.14 | 0 | 0.23 | 0 | 1.8968 | 0
|  |  | 10 | 0 | 0.14 | 0 | 0.23 | 0 | 1.777 | 0
|  |  | 11 | 0 | 0.14 | 0 | 0.23 | 0 | 1.5665 | 0
|  |  | 12 | 0 | 0.14 | 0 | 0.23 | 0 | 1.3176 | 0
|  |  | 13 | 0 | 0.14 | 0 | 0.23 | 0 | 1.0273 | 0
|  |  | 14 | 0 | 0.14 | 0 | 0.23 | 0 | 0.0081456 | 0
|  |  | 15 | 0 | 0.14 | 0 | 0.23 | 0 | 0.0081456 | 0
|  |  | 16 | 0 | 0.14 | 0 | 0.23 | 0 | 0.0081456 | 0
|  |  | 17 | 0 | 0.14 | 0 | 0.23 | 0 | 0.0081456 | 0
|  |  | 18 | 0 | 0.14 | 0 | 0.23 | 0 | 0.0081456 | 0
|  |  | 19 | 0 | 0.14 | 0 | 0.23 | 0 | 1.0267 | 0
|  |  | 20 | 0 | 0.14 | 0 | 0.23 | 0 | 1.2813 | 0
|  |  | 21 | 0 | 0.14 | 0 | 0.23 | 0 | 0.0081456 | 0
|  |  | 22 | 0 | 0.14 | 0 | 0.23 | 0 | 0.99896 | 0
|  |  | 23 | 0 | 0.14 | 0 | 0.23 | 0 | 1.7268 | 0
|  |  | 24 | 0 | 0.14 | 0 | 0.23 | 0 | 2.1793 | 0
|  | 2 | 1 | 0 | 0.14 | 0 | 0.23 | 0 | 5.4176 | 0
|  |  | 2 | 0 | 0.14 | 0 | 0.23 | 0 | 5.5632 | 0
|  |  | 3 | 0 | 0.14 | 0 | 0.23 | 0 | 5.7451 | 0
|  |  | 4 | 0 | 0.14 | 0 | 0.23 | 0 | 5.8179 | 0
|  |  | 5 | 0 | 0.14 | 0 | 0.23 | 0 | 5.8906 | 0
|  |  | 6 | 0 | 0.14 | 0 | 0.23 | 0 | 5.8384 | 0
|  |  | 7 | 0 | 0.14 | 0 | 0.23 | 0 | 5.8835 | 0
|  |  | 8 | 0 | 0.14 | 0 | 0.23 | 0 | 5.7123 | 0
|  |  | 9 | 0 | 0.14 | 0 | 0.23 | 0 | 5.6583 | 0
|  |  | 10 | 0 | 0.14 | 0 | 0.23 | 0 | 5.3306 | 0
|  |  | 11 | 0 | 0.14 | 0 | 0.23 | 0 | 5.0691 | 0
|  |  | 12 | 0 | 0.14 | 0 | 0.23 | 0 | 4.7783 | 0
|  |  | 13 | 0 | 0.14 | 0 | 0.23 | 0 | 4.5239 | 0
|  |  | 14 | 0 | 0.14 | 0 | 0.23 | 0 | 3.8233 | 0
|  |  | 15 | 0 | 0.14 | 0 | 0.23 | 0 | 3.1902 | 0
|  |  | 16 | 0 | 0.14 | 0 | 0.23 | 0 | 2.4609 | 0
|  |  | 17 | 0 | 0.14 | 0 | 0.23 | 0 | 2.4435 | 0
|  |  | 18 | 0 | 0.14 | 0 | 0.23 | 0 | 4.2533 | 0
|  |  | 19 | 0 | 0.14 | 0 | 0.23 | 0 | 5.5376 | 0
|  |  | 20 | 0 | 0.14 | 0 | 0.23 | 0 | 5.8974 | 0
|  |  | 21 | 0 | 0.14 | 0 | 0.23 | 0 | 5.7334 | 0
|  |  | 22 | 0 | 0.14 | 0 | 0.23 | 0 | 5.9112 | 0
|  |  | 23 | 0 | 0.14 | 0 | 0.23 | 0 | 6.0931 | 0
|  |  | 24 | 0 | 0.14 | 0 | 0.23 | 0 | 6.4364 | 0
|  | 3 | 1 | 0 | 0.14 | 0 | 0.23 | 0 | 5.7815 | 0
|  |  | 2 | 0 | 0.14 | 0 | 0.23 | 0 | 6.2909 | 0
|  |  | 3 | 0 | 0.14 | 0 | 0.23 | 0 | 6.8003 | 0
|  |  | 4 | 0 | 0.14 | 0 | 0.23 | 0 | 7.0913 | 0
|  |  | 5 | 0 | 0.14 | 0 | 0.23 | 0 | 7.346 | 0
|  |  | 6 | 0 | 0.14 | 0 | 0.23 | 0 | 7.403 | 0
|  |  | 7 | 0 | 0.14 | 0 | 0.23 | 0 | 7.4094 | 0
|  |  | 8 | 0 | 0.14 | 0 | 0.23 | 0 | 6.5795 | 0
|  |  | 9 | 0 | 0.14 | 0 | 0.23 | 0 | 5.7989 | 0
|  |  | 10 | 0 | 0.14 | 0 | 0.23 | 0 | 4.8112 | 0
|  |  | 11 | 0 | 0.14 | 0 | 0.23 | 0 | 3.9018 | 0
|  |  | 12 | 0 | 0.14 | 0 | 0.23 | 0 | 3.2346 | 0
|  |  | 13 | 0 | 0.14 | 0 | 0.23 | 0 | 2.6547 | 0
|  |  | 14 | 0 | 0.14 | 0 | 0.23 | 0 | 1.2179 | 0
|  |  | 15 | 0 | 0.14 | 0 | 0.23 | 0 | 0.23138 | 0
|  |  | 16 | 0 | 0.14 | 0 | 0.23 | 0 | 0.0081456 | 0
|  |  | 17 | 0 | 0.14 | 0 | 0.23 | 0 | 0.34097 | 0
|  |  | 18 | 0 | 0.14 | 0 | 0.23 | 0 | 2.4108 | 0
|  |  | 19 | 0 | 0.14 | 0 | 0.23 | 0 | 4.0337 | 0
|  |  | 20 | 0 | 0.14 | 0 | 0.23 | 0 | 4.442 | 0
|  |  | 21 | 0 | 0.14 | 0 | 0.23 | 0 | 4.4599 | 0
|  |  | 22 | 0 | 0.14 | 0 | 0.23 | 0 | 4.7832 | 0
|  |  | 23 | 0 | 0.14 | 0 | 0.23 | 0 | 5.0379 | 0
|  |  | 24 | 0 | 0.14 | 0 | 0.23 | 0 | 5.454 | 0
|  | 4 | 1 | 0 | 0.14 | 0 | 0.23 | 0 | 6.8003 | 0
|  |  | 2 | 0 | 0.14 | 0 | 0.23 | 0 | 6.9094 | 0
|  |  | 3 | 0 | 0.14 | 0 | 0.23 | 0 | 7.0186 | 0
|  |  | 4 | 0 | 0.14 | 0 | 0.23 | 0 | 7.0913 | 0
|  |  | 5 | 0 | 0.14 | 0 | 0.23 | 0 | 7.1619 | 0
|  |  | 6 | 0 | 0.14 | 0 | 0.23 | 0 | 6.9877 | 0
|  |  | 7 | 0 | 0.14 | 0 | 0.23 | 0 | 6.8759 | 0
|  |  | 8 | 0 | 0.14 | 0 | 0.23 | 0 | 6.748 | 0
|  |  | 9 | 0 | 0.14 | 0 | 0.23 | 0 | 6.9372 | 0
|  |  | 10 | 0 | 0.14 | 0 | 0.23 | 0 | 6.6141 | 0
|  |  | 11 | 0 | 0.14 | 0 | 0.23 | 0 | 6.2945 | 0
|  |  | 12 | 0 | 0.14 | 0 | 0.23 | 0 | 5.976 | 0
|  |  | 13 | 0 | 0.14 | 0 | 0.23 | 0 | 5.7702 | 0
|  |  | 14 | 0 | 0.14 | 0 | 0.23 | 0 | 4.4614 | 0
|  |  | 15 | 0 | 0.14 | 0 | 0.23 | 0 | 4.0965 | 0
|  |  | 16 | 0 | 0.14 | 0 | 0.23 | 0 | 3.8559 | 0
|  |  | 17 | 0 | 0.14 | 0 | 0.23 | 0 | 4.3813 | 0
|  |  | 18 | 0 | 0.14 | 0 | 0.23 | 0 | 5.1698 | 0
|  |  | 19 | 0 | 0.14 | 0 | 0.23 | 0 | 5.9442 | 0
|  |  | 20 | 0 | 0.14 | 0 | 0.23 | 0 | 6.3952 | 0
|  |  | 21 | 0 | 0.14 | 0 | 0.23 | 0 | 6.3133 | 0
|  |  | 22 | 0 | 0.14 | 0 | 0.23 | 0 | 6.4569 | 0
|  |  | 23 | 0 | 0.14 | 0 | 0.23 | 0 | 6.6025 | 0
|  |  | 24 | 0 | 0.14 | 0 | 0.23 | 0 | 6.873 | 0
|  | 5 | 1 | 0 | 0.14 | 0 | 0.23 | 0 | 9.0921 | 0
|  |  | 2 | 0 | 0.14 | 0 | 0.23 | 0 | 9.0921 | 0
|  |  | 3 | 0 | 0.14 | 0 | 0.23 | 0 | 9.0921 | 0
|  |  | 4 | 0 | 0.14 | 0 | 0.23 | 0 | 9.0921 | 0
|  |  | 5 | 0 | 0.14 | 0 | 0.23 | 0 | 9.0921 | 0
|  |  | 6 | 0 | 0.14 | 0 | 0.23 | 0 | 9.0921 | 0
|  |  | 7 | 0 | 0.14 | 0 | 0.23 | 0 | 9.0921 | 0
|  |  | 8 | 0 | 0.14 | 0 | 0.23 | 0 | 9.0921 | 0
|  |  | 9 | 0 | 0.14 | 0 | 0.23 | 0 | 9.0921 | 0
|  |  | 10 | 0 | 0.14 | 0 | 0.23 | 0 | 8.8591 | 0
|  |  | 11 | 0 | 0.14 | 0 | 0.23 | 0 | 8.5119 | 0
|  |  | 12 | 0 | 0.14 | 0 | 0.23 | 0 | 8.3072 | 0
|  |  | 13 | 0 | 0.14 | 0 | 0.23 | 0 | 8.1238 | 0
|  |  | 14 | 0 | 0.14 | 0 | 0.23 | 0 | 7.1938 | 0
|  |  | 15 | 0 | 0.14 | 0 | 0.23 | 0 | 7.1691 | 0
|  |  | 16 | 0 | 0.14 | 0 | 0.23 | 0 | 7.24 | 0
|  |  | 17 | 0 | 0.14 | 0 | 0.23 | 0 | 7.6252 | 0
|  |  | 18 | 0 | 0.14 | 0 | 0.23 | 0 | 7.4697 | 0
|  |  | 19 | 0 | 0.14 | 0 | 0.23 | 0 | 7.8321 | 0
|  |  | 20 | 0 | 0.14 | 0 | 0.23 | 0 | 8.0442 | 0
|  |  | 21 | 0 | 0.14 | 0 | 0.23 | 0 | 7.8438 | 0
|  |  | 22 | 0 | 0.14 | 0 | 0.23 | 0 | 8.0124 | 0
|  |  | 23 | 0 | 0.14 | 0 | 0.23 | 0 | 9.0921 | 0
|  |  | 24 | 0 | 0.14 | 0 | 0.23 | 0 | 9.0921 | 0
|  | 6 | 1 | 0 | 0.14 | 0 | 0.23 | 0 | 1.4152 | 0
|  |  | 2 | 0 | 0.14 | 0 | 0.23 | 0 | 1.6699 | 0
|  |  | 3 | 0 | 0.14 | 0 | 0.23 | 0 | 1.7791 | 0
|  |  | 4 | 0 | 0.14 | 0 | 0.23 | 0 | 1.9246 | 0
|  |  | 5 | 0 | 0.14 | 0 | 0.23 | 0 | 1.9974 | 0
|  |  | 6 | 0 | 0.14 | 0 | 0.23 | 0 | 1.8293 | 0
|  |  | 7 | 0 | 0.14 | 0 | 0.23 | 0 | 1.4961 | 0
|  |  | 8 | 0 | 0.14 | 0 | 0.23 | 0 | 1.0653 | 0
|  |  | 9 | 0 | 0.14 | 0 | 0.23 | 0 | 0.99412 | 0
|  |  | 10 | 0 | 0.14 | 0 | 0.23 | 0 | 0.68909 | 0
|  |  | 11 | 0 | 0.14 | 0 | 0.23 | 0 | 0.36443 | 0
|  |  | 12 | 0 | 0.14 | 0 | 0.23 | 0 | 0.058404 | 0
|  |  | 13 | 0 | 0.14 | 0 | 0.23 | 0 | 1.0267 | 0
|  |  | 14 | 0 | 0.14 | 0 | 0.23 | 0 | 0.0081456 | 0
|  |  | 15 | 0 | 0.14 | 0 | 0.23 | 0 | 0.0081456 | 0
|  |  | 16 | 0 | 0.14 | 0 | 0.23 | 0 | 0.0081456 | 0
|  |  | 17 | 0 | 0.14 | 0 | 0.23 | 0 | 0.0081456 | 0
|  |  | 18 | 0 | 0.14 | 0 | 0.23 | 0 | 0.0081456 | 0
|  |  | 19 | 0 | 0.14 | 0 | 0.23 | 0 | 1.0267 | 0
|  |  | 20 | 0 | 0.14 | 0 | 0.23 | 0 | 1.2813 | 0
|  |  | 21 | 0 | 0.14 | 0 | 0.23 | 0 | 0.0081456 | 0
|  |  | 22 | 0 | 0.14 | 0 | 0.23 | 0 | 0.0081456 | 0
|  |  | 23 | 0 | 0.14 | 0 | 0.23 | 0 | 0.76985 | 0
|  |  | 24 | 0 | 0.14 | 0 | 0.23 | 0 | 2.0338 | 0
|  | 7 | 1 | 0 | 0.14 | 0 | 0.23 | 0 | 0.45161 | 0
|  |  | 2 | 0 | 0.14 | 0 | 0.23 | 0 | 2.7615 | 0
|  |  | 3 | 0 | 0.14 | 0 | 0.23 | 0 | 2.9798 | 0
|  |  | 4 | 0 | 0.14 | 0 | 0.23 | 0 | 3.0526 | 0
|  |  | 5 | 0 | 0.14 | 0 | 0.23 | 0 | 3.1617 | 0
|  |  | 6 | 0 | 0.14 | 0 | 0.23 | 0 | 3.1095 | 0
|  |  | 7 | 0 | 0.14 | 0 | 0.23 | 0 | 3.0818 | 0
|  |  | 8 | 0 | 0.14 | 0 | 0.23 | 0 | 2.328 | 0
|  |  | 9 | 0 | 0.14 | 0 | 0.23 | 0 | 1.7472 | 0
|  |  | 10 | 0 | 0.14 | 0 | 0.23 | 0 | 0.89317 | 0
|  |  | 11 | 0 | 0.14 | 0 | 0.23 | 0 | 0.098457 | 0
|  |  | 12 | 0 | 0.14 | 0 | 0.23 | 0 | 0.0081456 | 0
|  |  | 13 | 0 | 0.14 | 0 | 0.23 | 0 | 1.0267 | 0
|  |  | 14 | 0 | 0.14 | 0 | 0.23 | 0 | 0.0081456 | 0
|  |  | 15 | 0 | 0.14 | 0 | 0.23 | 0 | 0.0081456 | 0
|  |  | 16 | 0 | 0.14 | 0 | 0.23 | 0 | 0.0081456 | 0
|  |  | 17 | 0 | 0.14 | 0 | 0.23 | 0 | 0.0081456 | 0
|  |  | 18 | 0 | 0.14 | 0 | 0.23 | 0 | 0.0081456 | 0
|  |  | 19 | 0 | 0.14 | 0 | 0.23 | 0 | 1.0267 | 0
|  |  | 20 | 0 | 0.14 | 0 | 0.23 | 0 | 1.2813 | 0
|  |  | 21 | 0 | 0.14 | 0 | 0.23 | 0 | 0.0081456 | 0
|  |  | 22 | 0 | 0.14 | 0 | 0.23 | 0 | 0.0081456 | 0
|  |  | 23 | 0 | 0.14 | 0 | 0.23 | 0 | 0.0081456 | 0
|  |  | 24 | 0 | 0.14 | 0 | 0.23 | 0 | 0.0081456 | 0
|  | 8 | 1 | 0 | 0.14 | 0 | 0.23 | 0 | 0.0081456 | 0
|  |  | 2 | 0 | 0.14 | 0 | 0.23 | 0 | 0.0081456 | 0
|  |  | 3 | 0 | 0.14 | 0 | 0.23 | 0 | 0.0081456 | 0
|  |  | 4 | 0 | 0.14 | 0 | 0.23 | 0 | 0.0081456 | 0
|  |  | 5 | 0 | 0.14 | 0 | 0.23 | 0 | 0.0081456 | 0
|  |  | 6 | 0 | 0.14 | 0 | 0.23 | 0 | 0.0081456 | 0
|  |  | 7 | 0 | 0.14 | 0 | 0.23 | 0 | 0.77205 | 0
|  |  | 8 | 0 | 0.14 | 0 | 0.23 | 0 | 0.0081456 | 0
|  |  | 9 | 0 | 0.14 | 0 | 0.23 | 0 | 0.0081456 | 0
|  |  | 10 | 0 | 0.14 | 0 | 0.23 | 0 | 0.0081456 | 0
|  |  | 11 | 0 | 0.14 | 0 | 0.23 | 0 | 0.0081456 | 0
|  |  | 12 | 0 | 0.14 | 0 | 0.23 | 0 | 0.0081456 | 0
|  |  | 13 | 0 | 0.14 | 0 | 0.23 | 0 | 1.0267 | 0
|  |  | 14 | 0 | 0.14 | 0 | 0.23 | 0 | 0.0081456 | 0
|  |  | 15 | 0 | 0.14 | 0 | 0.23 | 0 | 0.0081456 | 0
|  |  | 16 | 0 | 0.14 | 0 | 0.23 | 0 | 0.0081456 | 0
|  |  | 17 | 0 | 0.14 | 0 | 0.23 | 0 | 0.0081456 | 0
|  |  | 18 | 0 | 0.14 | 0 | 0.23 | 0 | 0.0081456 | 0
|  |  | 19 | 0 | 0.14 | 0 | 0.23 | 0 | 1.0267 | 0
|  |  | 20 | 0 | 0.14 | 0 | 0.23 | 0 | 1.2813 | 0
|  |  | 21 | 0 | 0.14 | 0 | 0.23 | 0 | 0.0081456 | 0
|  |  | 22 | 0 | 0.14 | 0 | 0.23 | 0 | 0.0081456 | 0
|  |  | 23 | 0 | 0.14 | 0 | 0.23 | 0 | 0.0081456 | 0
|  |  | 24 | 0 | 0.14 | 0 | 0.23 | 0 | 0.0081456 | 0
|  | 9 | 1 | 0 | 0.14 | 0 | 0.23 | 0 | 0.0081456 | 0
|  |  | 2 | 0 | 0.14 | 0 | 0.23 | 0 | 0.0081456 | 0
|  |  | 3 | 0 | 0.14 | 0 | 0.23 | 0 | 0.0081456 | 0
|  |  | 4 | 0 | 0.14 | 0 | 0.23 | 0 | 0.0081456 | 0
|  |  | 5 | 0 | 0.14 | 0 | 0.23 | 0 | 0.0081456 | 0
|  |  | 6 | 0 | 0.14 | 0 | 0.23 | 0 | 0.0081456 | 0
|  |  | 7 | 0 | 0.14 | 0 | 0.23 | 0 | 0.77205 | 0
|  |  | 8 | 0 | 0.14 | 0 | 0.23 | 0 | 0.0081456 | 0
|  |  | 9 | 0 | 0.14 | 0 | 0.23 | 0 | 0.0081456 | 0
|  |  | 10 | 0 | 0.14 | 0 | 0.23 | 0 | 0.0081456 | 0
|  |  | 11 | 0 | 0.14 | 0 | 0.23 | 0 | 0.0081456 | 0
|  |  | 12 | 0 | 0.14 | 0 | 0.23 | 0 | 0.0081456 | 0
|  |  | 13 | 0 | 0.14 | 0 | 0.23 | 0 | 1.0267 | 0
|  |  | 14 | 0 | 0.14 | 0 | 0.23 | 0 | 0.0081456 | 0
|  |  | 15 | 0 | 0.14 | 0 | 0.23 | 0 | 0.0081456 | 0
|  |  | 16 | 0 | 0.14 | 0 | 0.23 | 0 | 0.0081456 | 0
|  |  | 17 | 0 | 0.14 | 0 | 0.23 | 0 | 0.0081456 | 0
|  |  | 18 | 0 | 0.14 | 0 | 0.23 | 0 | 0.0081456 | 0
|  |  | 19 | 0 | 0.14 | 0 | 0.23 | 0 | 1.0267 | 0
|  |  | 20 | 0 | 0.14 | 0 | 0.23 | 0 | 1.2813 | 0
|  |  | 21 | 0 | 0.14 | 0 | 0.23 | 0 | 0.0081456 | 0
|  |  | 22 | 0 | 0.14 | 0 | 0.23 | 0 | 0.0081456 | 0
|  |  | 23 | 0 | 0.14 | 0 | 0.23 | 0 | 0.0081456 | 0
|  |  | 24 | 0 | 0.14 | 0 | 0.23 | 0 | 0.0081456 | 0
|  | 10 | 1 | 0 | 0.14 | 0 | 0.23 | 0 | 0.0081456 | 0
|  |  | 2 | 0 | 0.14 | 0 | 0.23 | 0 | 0.0081456 | 0
|  |  | 3 | 0 | 0.14 | 0 | 0.23 | 0 | 0.0081456 | 0
|  |  | 4 | 0 | 0.14 | 0 | 0.23 | 0 | 0.0081456 | 0
|  |  | 5 | 0 | 0.14 | 0 | 0.23 | 0 | 0.0081456 | 0
|  |  | 6 | 0 | 0.14 | 0 | 0.23 | 0 | 0.0081456 | 0
|  |  | 7 | 0 | 0.14 | 0 | 0.23 | 0 | 0.77205 | 0
|  |  | 8 | 0 | 0.14 | 0 | 0.23 | 0 | 0.0081456 | 0
|  |  | 9 | 0 | 0.14 | 0 | 0.23 | 0 | 0.0081456 | 0
|  |  | 10 | 0 | 0.14 | 0 | 0.23 | 0 | 0.0081456 | 0
|  |  | 11 | 0 | 0.14 | 0 | 0.23 | 0 | 0.0081456 | 0
|  |  | 12 | 0 | 0.14 | 0 | 0.23 | 0 | 0.0081456 | 0
|  |  | 13 | 0 | 0.14 | 0 | 0.23 | 0 | 1.0267 | 0
|  |  | 14 | 0 | 0.14 | 0 | 0.23 | 0 | 0.0081456 | 0
|  |  | 15 | 0 | 0.14 | 0 | 0.23 | 0 | 0.0081456 | 0
|  |  | 16 | 0 | 0.14 | 0 | 0.23 | 0 | 0.0081456 | 0
|  |  | 17 | 0 | 0.14 | 0 | 0.23 | 0 | 0.0081456 | 0
|  |  | 18 | 0 | 0.14 | 0 | 0.23 | 0 | 0.0081456 | 0
|  |  | 19 | 0 | 0.14 | 0 | 0.23 | 0 | 1.0267 | 0
|  |  | 20 | 0 | 0.14 | 0 | 0.23 | 0 | 1.2813 | 0
|  |  | 21 | 0 | 0.14 | 0 | 0.23 | 0 | 0.0081456 | 0
|  |  | 22 | 0 | 0.14 | 0 | 0.23 | 0 | 0.0081456 | 0
|  |  | 23 | 0 | 0.14 | 0 | 0.23 | 0 | 0.0081456 | 0
|  |  | 24 | 0 | 0.14 | 0 | 0.23 | 0 | 0.0081456 | 0
|  | 11 | 1 | 0 | 0 | 0 | 0 | 0 | 2.8339 | 0
|  | 12 | 1 | 0 | 0 | 0 | 0 | 0 | 1.2813 | 0
| Network | 1 | 1 | 0 | 0.14 | 0 | 0.23 | 0 | 2.2885 | 0
|  |  | 2 | 0 | 0.14 | 0 | 0.23 | 0 | 2.3612 | 0
|  |  | 3 | 0 | 0.14 | 0 | 0.23 | 0 | 2.3976 | 0
|  |  | 4 | 0 | 0.14 | 0 | 0.23 | 0 | 2.434 | 0
|  |  | 5 | 0 | 0.14 | 0 | 0.23 | 0 | 2.434 | 0
|  |  | 6 | 0 | 0.14 | 0 | 0.23 | 0 | 2.3105 | 0
|  |  | 7 | 0 | 0.14 | 0 | 0.23 | 0 | 2.3267 | 0
|  |  | 8 | 0 | 0.14 | 0 | 0.23 | 0 | 1.8431 | 0
|  |  | 9 | 0 | 0.14 | 0 | 0.23 | 0 | 1.8983 | 0
|  |  | 10 | 0 | 0.14 | 0 | 0.23 | 0 | 1.7785 | 0
|  |  | 11 | 0 | 0.14 | 0 | 0.23 | 0 | 1.568 | 0
|  |  | 12 | 0 | 0.14 | 0 | 0.23 | 0 | 1.3579 | 0
|  |  | 13 | 0 | 0.14 | 0 | 0.23 | 0 | 1.1797 | 0
|  |  | 14 | 0 | 0.14 | 0 | 0.23 | 0 | 0.00966 | 0
|  |  | 15 | 0 | 0.14 | 0 | 0.23 | 0 | 0.00966 | 0
|  |  | 16 | 0 | 0.14 | 0 | 0.23 | 0 | 0.00966 | 0
|  |  | 17 | 0 | 0.14 | 0 | 0.23 | 0 | 0.00966 | 0
|  |  | 18 | 0 | 0.14 | 0 | 0.23 | 0 | 0.26514 | 0
|  |  | 19 | 0 | 0.14 | 0 | 0.23 | 0 | 1.2175 | 0
|  |  | 20 | 0 | 0.14 | 0 | 0.23 | 0 | 1.2813 | 0
|  |  | 21 | 0 | 0.14 | 0 | 0.23 | 0 | 0.008146 | 0
|  |  | 22 | 0 | 0.14 | 0 | 0.23 | 0 | 0.99896 | 0
|  |  | 23 | 0 | 0.14 | 0 | 0.23 | 0 | 1.7268 | 0
|  |  | 24 | 0 | 0.14 | 0 | 0.23 | 0 | 2.1793 | 0
|  | 2 | 1 | 0 | 0.14 | 0 | 0.23 | 0 | 5.54 | 0
|  |  | 2 | 0 | 0.14 | 0 | 0.23 | 0 | 5.5989 | 0
|  |  | 3 | 0 | 0.14 | 0 | 0.23 | 0 | 5.7451 | 0
|  |  | 4 | 0 | 0.14 | 0 | 0.23 | 0 | 5.8179 | 0
|  |  | 5 | 0 | 0.14 | 0 | 0.23 | 0 | 5.8906 | 0
|  |  | 6 | 0 | 0.14 | 0 | 0.23 | 0 | 5.8384 | 0
|  |  | 7 | 0 | 0.14 | 0 | 0.23 | 0 | 5.8834 | 0
|  |  | 8 | 0 | 0.14 | 0 | 0.23 | 0 | 5.7138 | 0
|  |  | 9 | 0 | 0.14 | 0 | 0.23 | 0 | 5.6598 | 0
|  |  | 10 | 0 | 0.14 | 0 | 0.23 | 0 | 5.3321 | 0
|  |  | 11 | 0 | 0.14 | 0 | 0.23 | 0 | 5.2 | 0
|  |  | 12 | 0 | 0.14 | 0 | 0.23 | 0 | 4.7783 | 0
|  |  | 13 | 0 | 0.14 | 0 | 0.23 | 0 | 4.59 | 0
|  |  | 14 | 0 | 0.14 | 0 | 0.23 | 0 | 3.8233 | 0
|  |  | 15 | 0 | 0.14 | 0 | 0.23 | 0 | 3.3015 | 0
|  |  | 16 | 0 | 0.14 | 0 | 0.23 | 0 | 2.6088 | 0
|  |  | 17 | 0 | 0.14 | 0 | 0.23 | 0 | 2.4466 | 0
|  |  | 18 | 0 | 0.14 | 0 | 0.23 | 0 | 4.2533 | 0
|  |  | 19 | 0 | 0.14 | 0 | 0.23 | 0 | 5.7236 | 0
|  |  | 20 | 0 | 0.14 | 0 | 0.23 | 0 | 5.8974 | 0
|  |  | 21 | 0 | 0.14 | 0 | 0.23 | 0 | 5.7334 | 0
|  |  | 22 | 0 | 0.14 | 0 | 0.23 | 0 | 5.9112 | 0
|  |  | 23 | 0 | 0.14 | 0 | 0.23 | 0 | 6.0931 | 0
|  |  | 24 | 0 | 0.14 | 0 | 0.23 | 0 | 6.4364 | 0
|  | 3 | 1 | 0 | 0.14 | 0 | 0.23 | 0 | 5.7815 | 0
|  |  | 2 | 0 | 0.14 | 0 | 0.23 | 0 | 6.2909 | 0
|  |  | 3 | 0 | 0.14 | 0 | 0.23 | 0 | 6.8003 | 0
|  |  | 4 | 0 | 0.14 | 0 | 0.23 | 0 | 7.1252 | 0
|  |  | 5 | 0 | 0.14 | 0 | 0.23 | 0 | 8.4373 | 0
|  |  | 6 | 0 | 0.14 | 0 | 0.23 | 0 | 8.8068 | 0
|  |  | 7 | 0 | 0.14 | 0 | 0.23 | 0 | 7.4094 | 0
|  |  | 8 | 0 | 0.14 | 0 | 0.23 | 0 | 6.5795 | 0
|  |  | 9 | 0 | 0.14 | 0 | 0.23 | 0 | 5.8394 | 0
|  |  | 10 | 0 | 0.14 | 0 | 0.23 | 0 | 4.8127 | 0
|  |  | 11 | 0 | 0.14 | 0 | 0.23 | 0 | 3.9033 | 0
|  |  | 12 | 0 | 0.14 | 0 | 0.23 | 0 | 3.2361 | 0
|  |  | 13 | 0 | 0.14 | 0 | 0.23 | 0 | 2.8455 | 0
|  |  | 14 | 0 | 0.14 | 0 | 0.23 | 0 | 1.2194 | 0
|  |  | 15 | 0 | 0.14 | 0 | 0.23 | 0 | 0.23289 | 0
|  |  | 16 | 0 | 0.14 | 0 | 0.23 | 0 | 0.26514 | 0
|  |  | 17 | 0 | 0.14 | 0 | 0.23 | 0 | 0.34412 | 0
|  |  | 18 | 0 | 0.14 | 0 | 0.23 | 0 | 2.414 | 0
|  |  | 19 | 0 | 0.14 | 0 | 0.23 | 0 | 4.2262 | 0
|  |  | 20 | 0 | 0.14 | 0 | 0.23 | 0 | 4.5993 | 0
|  |  | 21 | 0 | 0.14 | 0 | 0.23 | 0 | 4.4599 | 0
|  |  | 22 | 0 | 0.14 | 0 | 0.23 | 0 | 4.7832 | 0
|  |  | 23 | 0 | 0.14 | 0 | 0.23 | 0 | 5.0379 | 0
|  |  | 24 | 0 | 0.14 | 0 | 0.23 | 0 | 5.454 | 0
|  | 4 | 1 | 0 | 0.14 | 0 | 0.23 | 0 | 6.8231 | 0
|  |  | 2 | 0 | 0.14 | 0 | 0.23 | 0 | 9.9684 | 0
|  |  | 3 | 0 | 0.14 | 0 | 0.23 | 0 | 10.3446 | 0
|  |  | 4 | 0 | 0.14 | 0 | 0.23 | 0 | 10.5951 | 0
|  |  | 5 | 0 | 0.14 | 0 | 0.23 | 0 | 10.838 | 0
|  |  | 6 | 0 | 0.14 | 0 | 0.23 | 0 | 10.3201 | 0
|  |  | 7 | 0 | 0.14 | 0 | 0.23 | 0 | 9.0161 | 0
|  |  | 8 | 0 | 0.14 | 0 | 0.23 | 0 | 9.6176 | 0
|  |  | 9 | 0 | 0.14 | 0 | 0.23 | 0 | 10.1359 | 0
|  |  | 10 | 0 | 0.14 | 0 | 0.23 | 0 | 9.0473 | 0
|  |  | 11 | 0 | 0.14 | 0 | 0.23 | 0 | 7.9841 | 0
|  |  | 12 | 0 | 0.14 | 0 | 0.23 | 0 | 6.691 | 0
|  |  | 13 | 0 | 0.14 | 0 | 0.23 | 0 | 6.0321 | 0
|  |  | 14 | 0 | 0.14 | 0 | 0.23 | 0 | 4.7184 | 0
|  |  | 15 | 0 | 0.14 | 0 | 0.23 | 0 | 4.0996 | 0
|  |  | 16 | 0 | 0.14 | 0 | 0.23 | 0 | 3.8559 | 0
|  |  | 17 | 0 | 0.14 | 0 | 0.23 | 0 | 4.3876 | 0
|  |  | 18 | 0 | 0.14 | 0 | 0.23 | 0 | 5.173 | 0
|  |  | 19 | 0 | 0.14 | 0 | 0.23 | 0 | 6.1205 | 0
|  |  | 20 | 0 | 0.14 | 0 | 0.23 | 0 | 6.4928 | 0
|  |  | 21 | 0 | 0.14 | 0 | 0.23 | 0 | 6.3133 | 0
|  |  | 22 | 0 | 0.14 | 0 | 0.23 | 0 | 6.4569 | 0
|  |  | 23 | 0 | 0.14 | 0 | 0.23 | 0 | 6.6025 | 0
|  |  | 24 | 0 | 0.14 | 0 | 0.23 | 0 | 6.873 | 0
|  | 5 | 1 | 0 | 0.14 | 0 | 0.23 | 0 | 21.8485 | 0
|  |  | 2 | 0 | 0.14 | 0 | 0.23 | 0 | 21.8485 | 0
|  |  | 3 | 0 | 0.14 | 0 | 0.23 | 0 | 21.8485 | 0
|  |  | 4 | 0 | 0.14 | 0 | 0.23 | 0 | 21.8485 | 0
|  |  | 5 | 0 | 0.14 | 0 | 0.23 | 0 | 21.8485 | 0
|  |  | 6 | 0 | 0.14 | 0 | 0.23 | 0 | 21.8485 | 0
|  |  | 7 | 0 | 0.14 | 0 | 0.23 | 0 | 21.8485 | 0
|  |  | 8 | 0 | 0.14 | 0 | 0.23 | 0 | 21.8485 | 0
|  |  | 9 | 0 | 0.14 | 0 | 0.23 | 0 | 21.8485 | 0
|  |  | 10 | 0 | 0.14 | 0 | 0.23 | 0 | 18.6851 | 0
|  |  | 11 | 0 | 0.14 | 0 | 0.23 | 0 | 16.3472 | 0
|  |  | 12 | 0 | 0.14 | 0 | 0.23 | 0 | 14.8315 | 0
|  |  | 13 | 0 | 0.14 | 0 | 0.23 | 0 | 8.5869 | 0
|  |  | 14 | 0 | 0.14 | 0 | 0.23 | 0 | 11.1364 | 0
|  |  | 15 | 0 | 0.14 | 0 | 0.23 | 0 | 10.9113 | 0
|  |  | 16 | 0 | 0.14 | 0 | 0.23 | 0 | 11.1459 | 0
|  |  | 17 | 0 | 0.14 | 0 | 0.23 | 0 | 13.3731 | 0
|  |  | 18 | 0 | 0.14 | 0 | 0.23 | 0 | 13.2786 | 0
|  |  | 19 | 0 | 0.14 | 0 | 0.23 | 0 | 16.2597 | 0
|  |  | 20 | 0 | 0.14 | 0 | 0.23 | 0 | 17.311 | 0
|  |  | 21 | 0 | 0.14 | 0 | 0.23 | 0 | 13.9081 | 0
|  |  | 22 | 0 | 0.14 | 0 | 0.23 | 0 | 14.1619 | 0
|  |  | 23 | 0 | 0.14 | 0 | 0.23 | 0 | 20.4058 | 0
|  |  | 24 | 0 | 0.14 | 0 | 0.23 | 0 | 21.8485 | 0
|  | 6 | 1 | 0 | 0.14 | 0 | 0.23 | 0 | 1.4182 | 0
|  |  | 2 | 0 | 0.14 | 0 | 0.23 | 0 | 1.6699 | 0
|  |  | 3 | 0 | 0.14 | 0 | 0.23 | 0 | 1.7806 | 0
|  |  | 4 | 0 | 0.14 | 0 | 0.23 | 0 | 1.9261 | 0
|  |  | 5 | 0 | 0.14 | 0 | 0.23 | 0 | 1.9989 | 0
|  |  | 6 | 0 | 0.14 | 0 | 0.23 | 0 | 1.8308 | 0
|  |  | 7 | 0 | 0.14 | 0 | 0.23 | 0 | 1.6396 | 0
|  |  | 8 | 0 | 0.14 | 0 | 0.23 | 0 | 1.0668 | 0
|  |  | 9 | 0 | 0.14 | 0 | 0.23 | 0 | 0.99563 | 0
|  |  | 10 | 0 | 0.14 | 0 | 0.23 | 0 | 0.6906 | 0
|  |  | 11 | 0 | 0.14 | 0 | 0.23 | 0 | 0.36594 | 0
|  |  | 12 | 0 | 0.14 | 0 | 0.23 | 0 | 0.059918 | 0
|  |  | 13 | 0 | 0.14 | 0 | 0.23 | 0 | 1.2175 | 0
|  |  | 14 | 0 | 0.14 | 0 | 0.23 | 0 | 0.00966 | 0
|  |  | 15 | 0 | 0.14 | 0 | 0.23 | 0 | 0.00966 | 0
|  |  | 16 | 0 | 0.14 | 0 | 0.23 | 0 | 0.00966 | 0
|  |  | 17 | 0 | 0.14 | 0 | 0.23 | 0 | 0.26514 | 0
|  |  | 18 | 0 | 0.14 | 0 | 0.23 | 0 | 0.011295 | 0
|  |  | 19 | 0 | 0.14 | 0 | 0.23 | 0 | 1.2096 | 0
|  |  | 20 | 0 | 0.14 | 0 | 0.23 | 0 | 1.2813 | 0
|  |  | 21 | 0 | 0.14 | 0 | 0.23 | 0 | 0.008146 | 0
|  |  | 22 | 0 | 0.14 | 0 | 0.23 | 0 | 0.008146 | 0
|  |  | 23 | 0 | 0.14 | 0 | 0.23 | 0 | 0.76985 | 0
|  |  | 24 | 0 | 0.14 | 0 | 0.23 | 0 | 2.0338 | 0
|  | 7 | 1 | 0 | 0.14 | 0 | 0.23 | 0 | 0.45161 | 0
|  |  | 2 | 0 | 0.14 | 0 | 0.23 | 0 | 2.7615 | 0
|  |  | 3 | 0 | 0.14 | 0 | 0.23 | 0 | 2.9798 | 0
|  |  | 4 | 0 | 0.14 | 0 | 0.23 | 0 | 3.0526 | 0
|  |  | 5 | 0 | 0.14 | 0 | 0.23 | 0 | 3.1617 | 0
|  |  | 6 | 0 | 0.14 | 0 | 0.23 | 0 | 3.1095 | 0
|  |  | 7 | 0 | 0.14 | 0 | 0.23 | 0 | 3.0818 | 0
|  |  | 8 | 0 | 0.14 | 0 | 0.23 | 0 | 2.3295 | 0
|  |  | 9 | 0 | 0.14 | 0 | 0.23 | 0 | 1.7487 | 0
|  |  | 10 | 0 | 0.14 | 0 | 0.23 | 0 | 0.89468 | 0
|  |  | 11 | 0 | 0.14 | 0 | 0.23 | 0 | 0.099971 | 0
|  |  | 12 | 0 | 0.14 | 0 | 0.23 | 0 | 0.00966 | 0
|  |  | 13 | 0 | 0.14 | 0 | 0.23 | 0 | 1.2175 | 0
|  |  | 14 | 0 | 0.14 | 0 | 0.23 | 0 | 0.00966 | 0
|  |  | 15 | 0 | 0.14 | 0 | 0.23 | 0 | 0.26514 | 0
|  |  | 16 | 0 | 0.14 | 0 | 0.23 | 0 | 0.011295 | 0
|  |  | 17 | 0 | 0.14 | 0 | 0.23 | 0 | 0.011295 | 0
|  |  | 18 | 0 | 0.14 | 0 | 0.23 | 0 | 0.011295 | 0
|  |  | 19 | 0 | 0.14 | 0 | 0.23 | 0 | 1.2192 | 0
|  |  | 20 | 0 | 0.14 | 0 | 0.23 | 0 | 1.4353 | 0
|  |  | 21 | 0 | 0.14 | 0 | 0.23 | 0 | 0.008146 | 0
|  |  | 22 | 0 | 0.14 | 0 | 0.23 | 0 | 0.008146 | 0
|  |  | 23 | 0 | 0.14 | 0 | 0.23 | 0 | 0.008146 | 0
|  |  | 24 | 0 | 0.14 | 0 | 0.23 | 0 | 0.008146 | 0
|  | 8 | 1 | 0 | 0.14 | 0 | 0.23 | 0 | 0.008146 | 0
|  |  | 2 | 0 | 0.14 | 0 | 0.23 | 0 | 0.008146 | 0
|  |  | 3 | 0 | 0.14 | 0 | 0.23 | 0 | 0.008146 | 0
|  |  | 4 | 0 | 0.14 | 0 | 0.23 | 0 | 0.008146 | 0
|  |  | 5 | 0 | 0.14 | 0 | 0.23 | 0 | 0.008146 | 0
|  |  | 6 | 0 | 0.14 | 0 | 0.23 | 0 | 0.008146 | 0
|  |  | 7 | 0 | 0.14 | 0 | 0.23 | 0 | 0.91556 | 0
|  |  | 8 | 0 | 0.14 | 0 | 0.23 | 0 | 0.00966 | 0
|  |  | 9 | 0 | 0.14 | 0 | 0.23 | 0 | 0.00966 | 0
|  |  | 10 | 0 | 0.14 | 0 | 0.23 | 0 | 0.00966 | 0
|  |  | 11 | 0 | 0.14 | 0 | 0.23 | 0 | 0.00966 | 0
|  |  | 12 | 0 | 0.14 | 0 | 0.23 | 0 | 0.00966 | 0
|  |  | 13 | 0 | 0.14 | 0 | 0.23 | 0 | 1.2175 | 0
|  |  | 14 | 0 | 0.14 | 0 | 0.23 | 0 | 0.00966 | 0
|  |  | 15 | 0 | 0.14 | 0 | 0.23 | 0 | 0.00966 | 0
|  |  | 16 | 0 | 0.14 | 0 | 0.23 | 0 | 0.26514 | 0
|  |  | 17 | 0 | 0.14 | 0 | 0.23 | 0 | 0.011295 | 0
|  |  | 18 | 0 | 0.14 | 0 | 0.23 | 0 | 0.011295 | 0
|  |  | 19 | 0 | 0.14 | 0 | 0.23 | 0 | 1.2192 | 0
|  |  | 20 | 0 | 0.14 | 0 | 0.23 | 0 | 1.2813 | 0
|  |  | 21 | 0 | 0.14 | 0 | 0.23 | 0 | 0.008146 | 0
|  |  | 22 | 0 | 0.14 | 0 | 0.23 | 0 | 0.008146 | 0
|  |  | 23 | 0 | 0.14 | 0 | 0.23 | 0 | 0.008146 | 0
|  |  | 24 | 0 | 0.14 | 0 | 0.23 | 0 | 0.008146 | 0
|  | 9 | 1 | 0 | 0.14 | 0 | 0.23 | 0 | 0.008146 | 0
|  |  | 2 | 0 | 0.14 | 0 | 0.23 | 0 | 0.008146 | 0
|  |  | 3 | 0 | 0.14 | 0 | 0.23 | 0 | 0.008146 | 0
|  |  | 4 | 0 | 0.14 | 0 | 0.23 | 0 | 0.008146 | 0
|  |  | 5 | 0 | 0.14 | 0 | 0.23 | 0 | 0.008146 | 0
|  |  | 6 | 0 | 0.14 | 0 | 0.23 | 0 | 0.008146 | 0
|  |  | 7 | 0 | 0.14 | 0 | 0.23 | 0 | 0.91556 | 0
|  |  | 8 | 0 | 0.14 | 0 | 0.23 | 0 | 0.00966 | 0
|  |  | 9 | 0 | 0.14 | 0 | 0.23 | 0 | 0.00966 | 0
|  |  | 10 | 0 | 0.14 | 0 | 0.23 | 0 | 0.00966 | 0
|  |  | 11 | 0 | 0.14 | 0 | 0.23 | 0 | 0.00966 | 0
|  |  | 12 | 0 | 0.14 | 0 | 0.23 | 0 | 0.00966 | 0
|  |  | 13 | 0 | 0.14 | 0 | 0.23 | 0 | 1.2175 | 0
|  |  | 14 | 0 | 0.14 | 0 | 0.23 | 0 | 0.00966 | 0
|  |  | 15 | 0 | 0.14 | 0 | 0.23 | 0 | 0.00966 | 0
|  |  | 16 | 0 | 0.14 | 0 | 0.23 | 0 | 0.26514 | 0
|  |  | 17 | 0 | 0.14 | 0 | 0.23 | 0 | 0.011295 | 0
|  |  | 18 | 0 | 0.14 | 0 | 0.23 | 0 | 0.011295 | 0
|  |  | 19 | 0 | 0.14 | 0 | 0.23 | 0 | 1.2192 | 0
|  |  | 20 | 0 | 0.14 | 0 | 0.23 | 0 | 1.2813 | 0
|  |  | 21 | 0 | 0.14 | 0 | 0.23 | 0 | 0.008146 | 0
|  |  | 22 | 0 | 0.14 | 0 | 0.23 | 0 | 0.008146 | 0
|  |  | 23 | 0 | 0.14 | 0 | 0.23 | 0 | 0.008146 | 0
|  |  | 24 | 0 | 0.14 | 0 | 0.23 | 0 | 0.008146 | 0
|  | 10 | 1 | 0 | 0.14 | 0 | 0.23 | 0 | 0.008146 | 0
|  |  | 2 | 0 | 0.14 | 0 | 0.23 | 0 | 0.008146 | 0
|  |  | 3 | 0 | 0.14 | 0 | 0.23 | 0 | 0.008146 | 0
|  |  | 4 | 0 | 0.14 | 0 | 0.23 | 0 | 0.008146 | 0
|  |  | 5 | 0 | 0.14 | 0 | 0.23 | 0 | 0.008146 | 0
|  |  | 6 | 0 | 0.14 | 0 | 0.23 | 0 | 0.008146 | 0
|  |  | 7 | 0 | 0.14 | 0 | 0.23 | 0 | 0.77206 | 0
|  |  | 8 | 0 | 0.14 | 0 | 0.23 | 0 | 0.008146 | 0
|  |  | 9 | 0 | 0.14 | 0 | 0.23 | 0 | 0.008146 | 0
|  |  | 10 | 0 | 0.14 | 0 | 0.23 | 0 | 0.00966 | 0
|  |  | 11 | 0 | 0.14 | 0 | 0.23 | 0 | 0.00966 | 0
|  |  | 12 | 0 | 0.14 | 0 | 0.23 | 0 | 0.00966 | 0
|  |  | 13 | 0 | 0.14 | 0 | 0.23 | 0 | 1.2175 | 0
|  |  | 14 | 0 | 0.14 | 0 | 0.23 | 0 | 0.00966 | 0
|  |  | 15 | 0 | 0.14 | 0 | 0.23 | 0 | 0.00966 | 0
|  |  | 16 | 0 | 0.14 | 0 | 0.23 | 0 | 0.00966 | 0
|  |  | 17 | 0 | 0.14 | 0 | 0.23 | 0 | 0.26514 | 0
|  |  | 18 | 0 | 0.14 | 0 | 0.23 | 0 | 0.011295 | 0
|  |  | 19 | 0 | 0.14 | 0 | 0.23 | 0 | 1.2192 | 0
|  |  | 20 | 0 | 0.14 | 0 | 0.23 | 0 | 1.4386 | 0
|  |  | 21 | 0 | 0.14 | 0 | 0.23 | 0 | 0.008146 | 0
|  |  | 22 | 0 | 0.14 | 0 | 0.23 | 0 | 0.008146 | 0
|  |  | 23 | 0 | 0.14 | 0 | 0.23 | 0 | 0.008146 | 0
|  |  | 24 | 0 | 0.14 | 0 | 0.23 | 0 | 0.008146 | 0
|  | 11 | 1 | 0 | 0 | 0 | 0 | 0 | 4.7926 | 0
|  | 12 | 1 | 0 | 0 | 0 | 0 | 0 | 1.5195 | 0

## df_Buildings_t
Hub | Period | Time | Domestic_electricity | House_Q_DHW | T_in | House_Q_heating | House_Q_cooling | Th_supply | Th_return | HeatGains | SolarGains
Building1 | 1 | 1 | 0.22073 | 0 | 20.5299 | 0 | 0 | 31.2808 | 27.5205 | 0.47088 | 0
|  | 2 | 0.22073 | 0 | 20.415 | 0 | 0 | 31.6408 | 27.7605 | 0.47088 | 0
|  | 3 | 0.22073 | 0 | 20.2985 | 0 | 0 | 31.8208 | 27.8805 | 0.47088 | 0
|  | 4 | 0.22073 | 0 | 20.1824 | 0 | 0 | 32.0008 | 28.0005 | 0.47088 | 0
|  | 5 | 0.22073 | 0 | 20.0665 | 1.8011 | 0 | 32.0008 | 28.0005 | 0.47088 | 0
|  | 6 | 0.44145 | 0 | 20 | 4.0628 | 0 | 31.3824 | 27.5882 | 0.69161 | 0
|  | 7 | 1.802 | 1.2814 | 20 | 2.48 | 0 | 26.948 | 24.632 | 2.0894 | 0.056476
|  | 8 | 0.58454 | 0 | 20 | 3.1585 | 0 | 28.8489 | 25.8992 | 0.95928 | 0.37963
|  | 9 | 0.25691 | 0 | 20 | 4.6769 | 0 | 29.0206 | 26.0137 | 0.53159 | 0.55329
|  | 10 | 0.25691 | 0 | 20.0384 | 4.9076 | 0 | 28.414 | 25.6093 | 0.53159 | 0.57706
|  | 11 | 0.25691 | 0 | 20.0879 | 4.6289 | 0 | 27.2411 | 24.8274 | 0.53159 | 0.80297
|  | 12 | 0.25691 | 0 | 20.1402 | 4.4218 | 0 | 25.7809 | 23.8539 | 0.53159 | 1.1957
|  | 13 | 1.9089 | 1.7086 | 20.1999 | 4.0155 | 0 | 20 | 20 | 2.3837 | 1.6129
|  | 14 | 0.58454 | 0 | 20.3111 | 4.0155 | 0 | 20 | 20 | 0.95928 | 2.2324
|  | 15 | 0.25691 | 0 | 20.4296 | 4.0155 | 0 | 20 | 20 | 0.53159 | 1.8954
|  | 16 | 0.25691 | 0 | 20.548 | 4.0155 | 0 | 20 | 20 | 0.53159 | 1.3999
|  | 17 | 0.25691 | 0 | 20.6632 | 4.0155 | 0 | 20 | 20 | 0.53159 | 1.1988
|  | 18 | 0.58454 | 0 | 20.7762 | 4.0155 | 0 | 20 | 20 | 0.95928 | 0.55673
|  | 19 | 1.9089 | 1.7086 | 20.8783 | 0 | 0 | 20 | 20 | 2.2464 | 0.050656
|  | 20 | 2.3142 | 2.1357 | 20.8833 | 0 | 0 | 20 | 20 | 2.5143 | 0
|  | 21 | 0.54836 | 0 | 20.8788 | 0 | 0 | 25.283 | 23.522 | 0.74848 | 0
|  | 22 | 0.44145 | 0 | 20.8142 | 0 | 0 | 27.0624 | 24.7082 | 0.69161 | 0
|  | 23 | 0.44145 | 0 | 20.7341 | 0 | 0 | 28.5024 | 25.6682 | 0.69161 | 0
|  | 24 | 0.22073 | 0 | 20.6418 | 0 | 0 | 30.7408 | 27.1605 | 0.47088 | 0
| 2 | 1 | 0.22073 | 0 | 20 | 9.5518 | 0 | 46.7608 | 37.8405 | 0.47088 | 0
|  | 2 | 0.22073 | 0 | 20 | 9.8088 | 0 | 47.4808 | 38.3205 | 0.47088 | 0
|  | 3 | 0.22073 | 0 | 20 | 10.1301 | 0 | 48.3808 | 38.9205 | 0.47088 | 0
|  | 4 | 0.22073 | 0 | 20 | 10.2586 | 0 | 48.7408 | 39.1605 | 0.47088 | 0
|  | 5 | 0.22073 | 0 | 20 | 10.3871 | 0 | 49.1008 | 39.4005 | 0.47088 | 0
|  | 6 | 0.44145 | 0 | 20 | 10.2948 | 0 | 48.8424 | 39.2282 | 0.69161 | 0
|  | 7 | 1.802 | 1.2814 | 20 | 9.0255 | 0 | 45.2862 | 36.8575 | 2.0894 | 0
|  | 8 | 0.58454 | 0 | 20 | 10.0671 | 0 | 48.2043 | 38.8029 | 0.95928 | 0.024315
|  | 9 | 0.25691 | 0 | 20 | 9.9188 | 0 | 47.7889 | 38.5259 | 0.53159 | 0.27906
|  | 10 | 0.25691 | 0 | 20 | 9.2724 | 0 | 45.9778 | 37.3185 | 0.53159 | 0.60425
|  | 11 | 0.25691 | 0 | 20 | 8.7738 | 0 | 44.581 | 36.3874 | 0.53159 | 0.78156
|  | 12 | 0.25691 | 0 | 20 | 11.1354 | 0 | 43.0009 | 35.3339 | 0.53159 | 1.0243
|  | 13 | 1.9089 | 1.7086 | 20.077 | 9.9243 | 0 | 36.5542 | 31.0361 | 2.3837 | 1.2805
|  | 14 | 0.58454 | 0 | 20.1815 | 10.2928 | 0 | 37.5865 | 31.7244 | 0.95928 | 2.208
|  | 15 | 0.25691 | 0 | 20.2841 | 8.7856 | 0 | 33.364 | 28.9094 | 0.53159 | 4.0786
|  | 16 | 0.25691 | 0 | 20.3851 | 7.1426 | 0 | 28.7609 | 25.8406 | 0.53159 | 5.7858
|  | 17 | 0.25691 | 0 | 20.4843 | 6.7648 | 0 | 28.5101 | 25.6734 | 0.53159 | 6.0681
|  | 18 | 0.58454 | 0 | 20.5742 | 7.0164 | 0 | 39.6575 | 33.105 | 0.95928 | 2.304
|  | 19 | 1.9089 | 1.7086 | 20.5645 | 7.9641 | 0 | 42.3126 | 34.8751 | 2.2464 | 0.0049685
|  | 20 | 2.3142 | 2.1357 | 20.555 | 8.1509 | 0 | 42.8359 | 35.2239 | 2.5143 | 0
|  | 21 | 0.54836 | 0 | 20.5456 | 10.1094 | 0 | 48.323 | 38.882 | 0.74848 | 0
|  | 22 | 0.44145 | 0 | 20.5364 | 10.4233 | 0 | 49.2024 | 39.4682 | 0.69161 | 0
|  | 23 | 0.44145 | 0 | 20.5273 | 0 | 0 | 50.1024 | 40.0682 | 0.69161 | 0
|  | 24 | 0.22073 | 0 | 20.2354 | 2.561 | 0 | 51.8008 | 41.2005 | 0.47088 | 0
| 3 | 1 | 0.22073 | 0 | 20.9225 | 10.1943 | 0 | 48.5608 | 39.0405 | 0.47088 | 0
|  | 2 | 0.22073 | 0 | 20.9069 | 0 | 0 | 51.0808 | 40.7205 | 0.47088 | 0
|  | 3 | 0.22073 | 0 | 20.5995 | 0 | 0 | 53.6008 | 42.4005 | 0.47088 | 0
|  | 4 | 0.22073 | 0 | 20.2735 | 9.2112 | 0 | 55.0408 | 43.3605 | 0.47088 | 0
|  | 5 | 0.22073 | 0 | 20.1821 | 9.6437 | 0 | 56.3008 | 44.2005 | 0.47088 | 0
|  | 6 | 0.44145 | 0 | 20.0918 | 10.2771 | 0 | 56.5824 | 44.3882 | 0.69161 | 0
|  | 7 | 1.802 | 1.2814 | 20.017 | 11.084 | 0 | 52.8324 | 41.8883 | 2.0894 | 0.0049282
|  | 8 | 0.58454 | 0 | 20 | 11.5619 | 0 | 52.3922 | 41.5948 | 0.95928 | 0.19996
|  | 9 | 0.25691 | 0 | 20 | 10.114 | 0 | 48.3359 | 38.8906 | 0.53159 | 0.53354
|  | 10 | 0.25691 | 0 | 20 | 10.6984 | 0 | 43.3009 | 35.5339 | 0.53159 | 0.78874
|  | 11 | 0.25691 | 0 | 20.0627 | 10.693 | 0 | 38.7079 | 32.472 | 0.53159 | 0.95043
|  | 12 | 0.25691 | 0 | 20.1674 | 9.543 | 0 | 35.486 | 30.324 | 0.53159 | 0.81547
|  | 13 | 1.9089 | 1.7086 | 20.2703 | 6.7187 | 0 | 27.5733 | 25.0489 | 2.3837 | 0.82395
|  | 14 | 0.58454 | 0 | 20.3715 | 5.5976 | 0 | 24.4325 | 22.955 | 0.95928 | 2.6627
|  | 15 | 0.25691 | 0 | 20.4709 | 4.0155 | 0 | 20 | 20 | 0.53159 | 4.9969
|  | 16 | 0.25691 | 0 | 20.5857 | 4.0155 | 0 | 20 | 20 | 0.53159 | 6.1546
|  | 17 | 0.25691 | 0 | 20.7273 | 4.0484 | 0 | 20.092 | 20.0613 | 0.53159 | 4.8324
|  | 18 | 0.58454 | 0 | 20.8207 | 7.9537 | 0 | 31.0332 | 27.3555 | 0.95928 | 1.4631
|  | 19 | 1.9089 | 1.7086 | 20.9126 | 5.3031 | 0 | 34.8574 | 29.9049 | 2.2464 | 0.031802
|  | 20 | 2.3142 | 2.1357 | 20.8971 | 9.5965 | 0 | 35.6359 | 30.4239 | 2.5143 | 0
|  | 21 | 0.54836 | 0 | 20.9877 | 7.8608 | 0 | 42.023 | 34.682 | 0.74848 | 0
|  | 22 | 0.44145 | 0 | 20.971 | 8.4316 | 0 | 43.6224 | 35.7482 | 0.69161 | 0
|  | 23 | 0.44145 | 0 | 20.9546 | 8.8814 | 0 | 44.8824 | 36.5882 | 0.69161 | 0
|  | 24 | 0.22073 | 0 | 20.9384 | 9.6161 | 0 | 46.9408 | 37.9605 | 0.47088 | 0
| 4 | 1 | 0.22073 | 0 | 20 | 11.9933 | 0 | 53.6008 | 42.4005 | 0.47088 | 0
|  | 2 | 0.22073 | 0 | 20 | 12.186 | 0 | 54.1408 | 42.7605 | 0.47088 | 0
|  | 3 | 0.22073 | 0 | 20 | 12.3787 | 0 | 54.6808 | 43.1205 | 0.47088 | 0
|  | 4 | 0.22073 | 0 | 20 | 12.5072 | 0 | 55.0408 | 43.3605 | 0.47088 | 0
|  | 5 | 0.22073 | 0 | 20 | 12.6307 | 0 | 55.3868 | 43.5912 | 0.47088 | 0.0049949
|  | 6 | 0.44145 | 0 | 20 | 12.2835 | 0 | 54.414 | 42.9427 | 0.69161 | 0.19572
|  | 7 | 1.802 | 1.2814 | 20 | 10.6813 | 0 | 49.925 | 39.95 | 2.0894 | 0.46444
|  | 8 | 0.58454 | 0 | 20 | 11.7855 | 0 | 53.0188 | 42.0126 | 0.95928 | 0.55453
|  | 9 | 0.25691 | 0 | 20 | 12.112 | 0 | 53.9333 | 42.6222 | 0.53159 | 0.59157
|  | 10 | 0.25691 | 0 | 20 | 11.4927 | 0 | 52.1984 | 41.4656 | 0.53159 | 0.82532
|  | 11 | 0.25691 | 0 | 20 | 10.8645 | 0 | 50.4385 | 40.2923 | 0.53159 | 1.1323
|  | 12 | 0.25691 | 0 | 20 | 10.2221 | 0 | 48.6385 | 39.0923 | 0.53159 | 1.5177
|  | 13 | 1.9089 | 1.7086 | 20 | 8.0125 | 0 | 42.4482 | 34.9655 | 2.3837 | 1.7467
|  | 14 | 0.58454 | 0 | 20 | 7.6447 | 0 | 40.4847 | 33.6565 | 0.95928 | 2.6512
|  | 15 | 0.25691 | 0 | 20.0088 | 9.6415 | 0 | 38.2687 | 32.1791 | 0.53159 | 3.3559
|  | 16 | 0.25691 | 0 | 20.0908 | 9.9997 | 0 | 36.7656 | 31.1771 | 0.53159 | 3.8924
|  | 17 | 0.25691 | 0 | 20.195 | 7.0207 | 0 | 39.6695 | 33.113 | 0.53159 | 3.3699
|  | 18 | 0.58454 | 0 | 20.1917 | 8.8238 | 0 | 44.7212 | 36.4808 | 0.95928 | 1.3961
|  | 19 | 1.9089 | 1.7086 | 20.1885 | 8.5668 | 0 | 44.0012 | 36.0008 | 2.2464 | 0.55872
|  | 20 | 2.3142 | 2.1357 | 20.1853 | 9.0077 | 0 | 45.2363 | 36.8242 | 2.5143 | 0.10693
|  | 21 | 0.54836 | 0 | 20.1821 | 9.5294 | 0 | 51.1889 | 40.7926 | 0.74848 | 0.005023
|  | 22 | 0.44145 | 0 | 20.1368 | 9.4661 | 0 | 51.9024 | 41.2682 | 0.69161 | 0
|  | 23 | 0.44145 | 0 | 20.0839 | 9.3827 | 0 | 52.6224 | 41.7482 | 0.69161 | 0
|  | 24 | 0.22073 | 0 | 20.023 | 11.2639 | 0 | 53.9608 | 42.6405 | 0.47088 | 0
| 5 | 1 | 0.22073 | 0 | 20.3258 | 12.4544 | 0 | 66.7408 | 51.1605 | 0.47088 | 0
|  | 2 | 0.22073 | 0 | 20.209 | 12.8857 | 0 | 66.5608 | 51.0405 | 0.47088 | 0
|  | 3 | 0.22073 | 0 | 20.1071 | 13.6423 | 0 | 66.5608 | 51.0405 | 0.47088 | 0
|  | 4 | 0.22073 | 0 | 20.0269 | 15.6434 | 0 | 66.3808 | 50.9205 | 0.47088 | 0
|  | 5 | 0.22073 | 0 | 20.0025 | 16.4626 | 0 | 66.3808 | 50.9205 | 0.47088 | 0
|  | 6 | 0.44145 | 0 | 20 | 16.2699 | 0 | 65.5824 | 50.3882 | 0.69161 | 0
|  | 7 | 1.802 | 1.2814 | 20 | 16.3475 | 0 | 61.4862 | 47.6575 | 2.0894 | 0
|  | 8 | 0.58454 | 0 | 20.0405 | 16.6817 | 0 | 64.6524 | 49.7683 | 0.95928 | 0
|  | 9 | 0.25691 | 0 | 20.0594 | 13.998 | 0 | 65.4348 | 50.2898 | 0.53159 | 0.019965
|  | 10 | 0.25691 | 0 | 20 | 15.6038 | 0 | 63.7162 | 49.1441 | 0.53159 | 0.1194
|  | 11 | 0.25691 | 0 | 20 | 14.9479 | 0 | 61.8786 | 47.9191 | 0.53159 | 0.32555
|  | 12 | 0.25691 | 0 | 20 | 14.542 | 0 | 60.7414 | 47.1609 | 0.53159 | 0.53873
|  | 13 | 1.9089 | 1.7086 | 20 | 12.3824 | 0 | 54.6911 | 43.1274 | 2.3837 | 0.71765
|  | 14 | 0.58454 | 0 | 20 | 12.5602 | 0 | 55.1891 | 43.4594 | 0.95928 | 0.61513
|  | 15 | 0.25691 | 0 | 20 | 12.5615 | 0 | 55.1927 | 43.4618 | 0.53159 | 0.39903
|  | 16 | 0.25691 | 0 | 20 | 12.7364 | 0 | 55.6828 | 43.7885 | 0.53159 | 0.15987
|  | 17 | 0.25691 | 0 | 20 | 14.3124 | 0 | 57.6635 | 45.109 | 0.53159 | 0.031118
|  | 18 | 0.58454 | 0 | 20.0229 | 14.3317 | 0 | 56.9124 | 44.6083 | 0.95928 | 0
|  | 19 | 1.9089 | 1.7086 | 20.0529 | 14.9758 | 0 | 53.6665 | 42.4443 | 2.2464 | 0
|  | 20 | 2.3142 | 2.1357 | 20.13 | 15.2555 | 0 | 53.4559 | 42.3039 | 2.5143 | 0
|  | 21 | 0.54836 | 0 | 20.215 | 14.4126 | 0 | 58.763 | 45.842 | 0.74848 | 0
|  | 22 | 0.44145 | 0 | 20.2266 | 14.4396 | 0 | 59.2824 | 46.1882 | 0.69161 | 0
|  | 23 | 0.44145 | 0 | 20.2338 | 16.0749 | 0 | 59.6424 | 46.4282 | 0.69161 | 0
|  | 24 | 0.22073 | 0 | 20.2805 | 16.4652 | 0 | 60.8008 | 47.2005 | 0.47088 | 0
| 6 | 1 | 0.22073 | 0 | 20.4661 | 0 | 0 | 26.9608 | 24.6405 | 0.47088 | 0
|  | 2 | 0.22073 | 0 | 20.3928 | 0 | 0 | 28.2208 | 25.4805 | 0.47088 | 0
|  | 3 | 0.22073 | 0 | 20.3089 | 0 | 0 | 28.7608 | 25.8405 | 0.47088 | 0
|  | 4 | 0.22073 | 0 | 20.2214 | 0 | 0 | 29.4808 | 26.3205 | 0.47088 | 0
|  | 5 | 0.22073 | 0 | 20.1285 | 0 | 0 | 29.8408 | 26.5605 | 0.47088 | 0
|  | 6 | 0.44145 | 0 | 20.0338 | 1.9493 | 0 | 29.0005 | 26.0003 | 0.69161 | 0.014941
|  | 7 | 1.802 | 1.2814 | 20 | 1.2518 | 0 | 23.507 | 22.338 | 2.0894 | 0.12822
|  | 8 | 0.58454 | 0 | 20 | 1.7989 | 0 | 25.0398 | 23.3599 | 0.95928 | 0.32574
|  | 9 | 0.25691 | 0 | 20 | 1.6291 | 0 | 24.5642 | 23.0428 | 0.53159 | 0.53773
|  | 10 | 0.25691 | 0 | 20 | 1.0503 | 0 | 22.9424 | 21.9616 | 0.53159 | 0.73109
|  | 11 | 0.25691 | 0 | 20 | 0.44452 | 0 | 21.2454 | 20.8302 | 0.53159 | 0.88709
|  | 12 | 0.25691 | 0 | 20 | 0.80732 | 0 | 20 | 20 | 0.53159 | 1.0015
|  | 13 | 1.9089 | 1.7086 | 20.0244 | 4.0155 | 0 | 20 | 20 | 2.3837 | 1.0679
|  | 14 | 0.58454 | 0 | 20.1919 | 4.0155 | 0 | 20 | 20 | 0.95928 | 1.0846
|  | 15 | 0.25691 | 0 | 20.3279 | 4.0155 | 0 | 20 | 20 | 0.53159 | 1.039
|  | 16 | 0.25691 | 0 | 20.4542 | 4.0155 | 0 | 20 | 20 | 0.53159 | 0.91523
|  | 17 | 0.25691 | 0 | 20.5734 | 4.0155 | 0 | 20 | 20 | 0.53159 | 0.71768
|  | 18 | 0.58454 | 0 | 20.6787 | 4.0155 | 0 | 20 | 20 | 0.95928 | 0.47317
|  | 19 | 1.9089 | 1.7086 | 20.7785 | 0 | 0 | 20 | 20 | 2.2464 | 0.21747
|  | 20 | 2.3142 | 2.1357 | 20.7879 | 0 | 0 | 20 | 20 | 2.5143 | 0.040408
|  | 21 | 0.54836 | 0 | 20.7894 | 0 | 0 | 24.383 | 22.922 | 0.74848 | 0
|  | 22 | 0.44145 | 0 | 20.7349 | 0 | 0 | 26.1624 | 24.1082 | 0.69161 | 0
|  | 23 | 0.44145 | 0 | 20.6645 | 0 | 0 | 28.8624 | 25.9082 | 0.69161 | 0
|  | 24 | 0.22073 | 0 | 20.57 | 0 | 0 | 30.0208 | 26.6805 | 0.47088 | 0
| 7 | 1 | 0.22073 | 0 | 20.854 | 0 | 0 | 32.7208 | 28.4805 | 0.47088 | 0
|  | 2 | 0.22073 | 0 | 20.72 | 0 | 0 | 33.6208 | 29.0805 | 0.47088 | 0
|  | 3 | 0.22073 | 0 | 20.5798 | 0 | 0 | 34.7008 | 29.8005 | 0.47088 | 0
|  | 4 | 0.22073 | 0 | 20.4318 | 0 | 0 | 35.0608 | 30.0405 | 0.47088 | 0
|  | 5 | 0.22073 | 0 | 20.2829 | 0 | 0 | 35.6008 | 30.4005 | 0.47088 | 0
|  | 6 | 0.44145 | 0 | 20.1315 | 0.56682 | 0 | 35.3424 | 30.2282 | 0.69161 | 0
|  | 7 | 1.802 | 1.2814 | 20 | 4.0784 | 0 | 31.4262 | 27.6175 | 2.0894 | 0
|  | 8 | 0.58454 | 0 | 20 | 4.0742 | 0 | 31.4145 | 27.6097 | 0.95928 | 0.10633
|  | 9 | 0.25691 | 0 | 20 | 4.9084 | 0 | 28.4174 | 25.6116 | 0.53159 | 0.31886
|  | 10 | 0.25691 | 0 | 20.0501 | 4.8722 | 0 | 24.1227 | 22.7485 | 0.53159 | 0.43831
|  | 11 | 0.25691 | 0 | 20.1388 | 4.0527 | 0 | 20.1042 | 20.0694 | 0.53159 | 0.5877
|  | 12 | 0.25691 | 0 | 20.2422 | 4.0155 | 0 | 20 | 20 | 0.53159 | 0.69334
|  | 13 | 1.9089 | 1.7086 | 20.371 | 4.0155 | 0 | 20 | 20 | 2.3837 | 0.7364
|  | 14 | 0.58454 | 0 | 20.5679 | 4.0155 | 0 | 20 | 20 | 0.95928 | 0.82236
|  | 15 | 0.25691 | 0 | 20.7363 | 4.0155 | 0 | 20 | 20 | 0.53159 | 0.82488
|  | 16 | 0.25691 | 0 | 20.8941 | 4.0155 | 0 | 20 | 20 | 0.53159 | 0.68447
|  | 17 | 0.25691 | 0 | 21.0387 | 4.0155 | 0 | 20 | 20 | 0.53159 | 0.38733
|  | 18 | 0.58454 | 0 | 21.1578 | 0 | 0 | 20 | 20 | 0.95928 | 0.058849
|  | 19 | 1.9089 | 1.7086 | 21.1464 | 0 | 0 | 20 | 20 | 2.2464 | 0
|  | 20 | 2.3142 | 2.1357 | 21.1557 | 0 | 0 | 20 | 20 | 2.5143 | 0
|  | 21 | 0.54836 | 0 | 21.1584 | 0 | 0 | 23.843 | 22.562 | 0.74848 | 0
|  | 22 | 0.44145 | 0 | 21.1027 | 0 | 0 | 25.4424 | 23.6282 | 0.69161 | 0
|  | 23 | 0.44145 | 0 | 21.0329 | 0 | 0 | 26.7024 | 24.4682 | 0.69161 | 0
|  | 24 | 0.22073 | 0 | 20.9524 | 0 | 0 | 28.7608 | 25.8405 | 0.47088 | 0
| 8 | 1 | 0.22073 | 0 | 21.7016 | 0 | 0 | 28.5808 | 25.7205 | 0.47088 | 0
|  | 2 | 0.22073 | 0 | 21.5922 | 0 | 0 | 30.9208 | 27.2805 | 0.47088 | 0
|  | 3 | 0.22073 | 0 | 21.4626 | 0 | 0 | 32.3608 | 28.2405 | 0.47088 | 0
|  | 4 | 0.22073 | 0 | 21.3217 | 0 | 0 | 33.6208 | 29.0805 | 0.47088 | 0
|  | 5 | 0.22073 | 0 | 21.1713 | 0 | 0 | 34.5208 | 29.6805 | 0.47088 | 0
|  | 6 | 0.44145 | 0 | 21.015 | 0 | 0 | 33.8745 | 29.2497 | 0.69161 | 0.0099299
|  | 7 | 1.802 | 1.2814 | 20.8674 | 0 | 0 | 27.2926 | 24.8618 | 2.0894 | 0.1262
|  | 8 | 0.58454 | 0 | 20.7842 | 0 | 0 | 26.4218 | 24.2812 | 0.95928 | 0.4107
|  | 9 | 0.25691 | 0 | 20.7106 | 0 | 0 | 23.3699 | 22.2466 | 0.53159 | 0.70699
|  | 10 | 0.25691 | 0 | 20.6669 | 0 | 0 | 20 | 20 | 0.53159 | 0.97497
|  | 11 | 0.25691 | 0 | 20.6631 | 0 | 0 | 20 | 20 | 0.53159 | 1.2055
|  | 12 | 0.25691 | 0 | 20.6943 | 0 | 0 | 20 | 20 | 0.53159 | 1.389
|  | 13 | 1.9089 | 1.7086 | 20.7534 | 0 | 0 | 20 | 20 | 2.3837 | 1.529
|  | 14 | 0.58454 | 0 | 20.8826 | 0 | 0 | 20 | 20 | 0.95928 | 2.4351
|  | 15 | 0.25691 | 0 | 21.0078 | 0 | 0 | 20 | 20 | 0.53159 | 4.6145
|  | 16 | 0.25691 | 0 | 21.1838 | 0 | 0 | 20 | 20 | 0.53159 | 6.6849
|  | 17 | 0.25691 | 0 | 21.4113 | 0 | 0 | 20 | 20 | 0.53159 | 7.3183
|  | 18 | 0.58454 | 0 | 21.6449 | 0 | 0 | 20 | 20 | 0.95928 | 6.0346
|  | 19 | 1.9089 | 1.7086 | 21.8368 | 0 | 0 | 20 | 20 | 2.2464 | 2.6924
|  | 20 | 2.3142 | 2.1357 | 21.9493 | 0 | 0 | 20 | 20 | 2.5143 | 0.076894
|  | 21 | 0.54836 | 0 | 21.9727 | 0 | 0 | 20.963 | 20.642 | 0.74848 | 0
|  | 22 | 0.44145 | 0 | 21.9302 | 0 | 0 | 22.7424 | 21.8282 | 0.69161 | 0
|  | 23 | 0.44145 | 0 | 21.8718 | 0 | 0 | 24.5424 | 23.0282 | 0.69161 | 0
|  | 24 | 0.22073 | 0 | 21.7975 | 0 | 0 | 26.9608 | 24.6405 | 0.47088 | 0
| 9 | 1 | 0.22073 | 0 | 23.2406 | 0 | 0 | 23.0008 | 22.0005 | 0.47088 | 0
|  | 2 | 0.22073 | 0 | 23.1576 | 0 | 0 | 25.3408 | 23.5605 | 0.47088 | 0
|  | 3 | 0.22073 | 0 | 23.054 | 0 | 0 | 26.6008 | 24.4005 | 0.47088 | 0
|  | 4 | 0.22073 | 0 | 22.9403 | 0 | 0 | 27.8608 | 25.2405 | 0.47088 | 0
|  | 5 | 0.22073 | 0 | 22.8167 | 0 | 0 | 28.7608 | 25.8405 | 0.47088 | 0
|  | 6 | 0.44145 | 0 | 22.6867 | 0 | 0 | 28.3224 | 25.5482 | 0.69161 | 0
|  | 7 | 1.802 | 1.2814 | 22.563 | 0 | 0 | 22.2072 | 21.4715 | 2.0894 | 0.078164
|  | 8 | 0.58454 | 0 | 22.4989 | 0 | 0 | 21.617 | 21.078 | 0.95928 | 0.32675
|  | 9 | 0.25691 | 0 | 22.4414 | 0 | 0 | 20 | 20 | 0.53159 | 0.53472
|  | 10 | 0.25691 | 0 | 22.413 | 0 | 0 | 20 | 20 | 0.53159 | 0.62938
|  | 11 | 0.25691 | 0 | 22.4196 | 0 | 0 | 20 | 20 | 0.53159 | 0.97279
|  | 12 | 0.25691 | 0 | 22.4657 | 0 | 0 | 20 | 20 | 0.53159 | 1.3047
|  | 13 | 1.9089 | 1.7086 | 22.5451 | 0 | 0 | 20 | 20 | 2.3837 | 1.6192
|  | 14 | 0.58454 | 0 | 22.7022 | 0 | 0 | 20 | 20 | 0.95928 | 1.7687
|  | 15 | 0.25691 | 0 | 22.8366 | 0 | 0 | 20 | 20 | 0.53159 | 2.3494
|  | 16 | 0.25691 | 0 | 22.9812 | 0 | 0 | 20 | 20 | 0.53159 | 2.4997
|  | 17 | 0.25691 | 0 | 23.129 | 0 | 0 | 20 | 20 | 0.53159 | 1.2526
|  | 18 | 0.58454 | 0 | 23.2347 | 0 | 0 | 20 | 20 | 0.95928 | 0.64609
|  | 19 | 1.9089 | 1.7086 | 23.317 | 0 | 0 | 20 | 20 | 2.2464 | 0.15676
|  | 20 | 2.3142 | 2.1357 | 23.3952 | 0 | 0 | 20 | 20 | 2.5143 | 0.0049804
|  | 21 | 0.54836 | 0 | 23.4498 | 0 | 0 | 20 | 20 | 0.74848 | 0
|  | 22 | 0.44145 | 0 | 23.4348 | 0 | 0 | 20 | 20 | 0.69161 | 0
|  | 23 | 0.44145 | 0 | 23.3949 | 0 | 0 | 20.5824 | 20.3882 | 0.69161 | 0
|  | 24 | 0.22073 | 0 | 23.332 | 0 | 0 | 23.7208 | 22.4805 | 0.47088 | 0
| 10 | 1 | 0.22073 | 0 | 24.1393 | 0 | 0 | 20 | 20 | 0.47088 | 0
|  | 2 | 0.22073 | 0 | 24.0952 | 0 | 0 | 22.2808 | 21.5205 | 0.47088 | 0
|  | 3 | 0.22073 | 0 | 24.0045 | 0 | 0 | 24.9808 | 23.3205 | 0.47088 | 0
|  | 4 | 0.22073 | 0 | 23.8899 | 0 | 0 | 26.7808 | 24.5205 | 0.47088 | 0
|  | 5 | 0.22073 | 0 | 23.7604 | 0 | 0 | 27.3208 | 24.8805 | 0.47088 | 0
|  | 6 | 0.44145 | 0 | 23.628 | 0 | 0 | 25.2624 | 23.5082 | 0.69161 | 0
|  | 7 | 1.802 | 1.2814 | 23.5171 | 0 | 0 | 20 | 20 | 2.0894 | 0
|  | 8 | 0.58454 | 0 | 23.4686 | 0 | 0 | 20 | 20 | 0.95928 | 0.10233
|  | 9 | 0.25691 | 0 | 23.4244 | 0 | 0 | 20 | 20 | 0.53159 | 0.39478
|  | 10 | 0.25691 | 0 | 23.4078 | 0 | 0 | 20 | 20 | 0.53159 | 0.73566
|  | 11 | 0.25691 | 0 | 23.4325 | 0 | 0 | 20 | 20 | 0.53159 | 0.94649
|  | 12 | 0.25691 | 0 | 23.4895 | 0 | 0 | 20 | 20 | 0.53159 | 1.0465
|  | 13 | 1.9089 | 1.7086 | 23.5735 | 0 | 0 | 20 | 20 | 2.3837 | 1.3264
|  | 14 | 0.58454 | 0 | 23.7309 | 0 | 0 | 20 | 20 | 0.95928 | 1.1844
|  | 15 | 0.25691 | 0 | 23.8579 | 0 | 0 | 20 | 20 | 0.53159 | 0.86242
|  | 16 | 0.25691 | 0 | 23.9714 | 0 | 0 | 20 | 20 | 0.53159 | 0.47396
|  | 17 | 0.25691 | 0 | 24.0745 | 0 | 0 | 20 | 20 | 0.53159 | 0.25007
|  | 18 | 0.58454 | 0 | 24.1666 | 0 | 0 | 20 | 20 | 0.95928 | 0.040836
|  | 19 | 1.9089 | 1.7086 | 24.2493 | 0 | 0 | 20 | 20 | 2.2464 | 0
|  | 20 | 2.3142 | 2.1357 | 24.3432 | 0 | 0 | 20 | 20 | 2.5143 | 0
|  | 21 | 0.54836 | 0 | 24.4154 | 0 | 0 | 20 | 20 | 0.74848 | 0
|  | 22 | 0.44145 | 0 | 24.4129 | 0 | 0 | 20 | 20 | 0.69161 | 0
|  | 23 | 0.44145 | 0 | 24.3666 | 0 | 0 | 21.6624 | 21.1082 | 0.69161 | 0
|  | 24 | 0.22073 | 0 | 24.2771 | 0 | 0 | 26.9608 | 24.6405 | 0.47088 | 0
| 11 | 1 | 2.3142 | 2.1357 | 0 | 2.7415 | 0 | 63.6808 | 49.1205 | 0.47088 | 0
| 12 | 1 | 2.3142 | 2.1357 | 50.3041 | 0 | 0 | 20 | 20 | 2.5143 | 7.3183
Building2 | 1 | 1 | 0.11875 | 0 | 20 | 2.1663 | 0 | 31.2808 | 27.5205 | 0.25334 | 0
|  | 2 | 0.11875 | 0 | 20 | 2.2354 | 0 | 31.6408 | 27.7605 | 0.25334 | 0
|  | 3 | 0.11875 | 0 | 20 | 2.27 | 0 | 31.8208 | 27.8805 | 0.25334 | 0
|  | 4 | 0.11875 | 0 | 20 | 2.3046 | 0 | 32.0008 | 28.0005 | 0.25334 | 0
|  | 5 | 0.11875 | 0 | 20 | 2.3046 | 0 | 32.0008 | 28.0005 | 0.25334 | 0
|  | 6 | 0.23751 | 0 | 20 | 2.1858 | 0 | 31.3824 | 27.5882 | 0.37209 | 0
|  | 7 | 0.96949 | 0.68943 | 20 | 1.3406 | 0 | 26.9809 | 24.6539 | 1.1241 | 0.024062
|  | 8 | 0.31449 | 0 | 20 | 1.7418 | 0 | 29.0702 | 26.0468 | 0.51611 | 0.16174
|  | 9 | 0.13822 | 0 | 20 | 1.7942 | 0 | 29.3431 | 26.2287 | 0.286 | 0.23574
|  | 10 | 0.13822 | 0 | 20 | 1.6804 | 0 | 28.7504 | 25.8336 | 0.286 | 0.24586
|  | 11 | 0.13822 | 0 | 20 | 1.4804 | 0 | 27.7092 | 25.1394 | 0.286 | 0.34211
|  | 12 | 0.13822 | 0 | 20 | 1.244 | 0 | 26.4779 | 24.3186 | 0.286 | 0.50943
|  | 13 | 1.027 | 0.91924 | 20 | 0.00060229 | 0 | 20.0031 | 20.0021 | 1.2825 | 0.68721
|  | 14 | 0.31449 | 0 | 20 | 0 | 0 | 20 | 20 | 0.51611 | 0.95113
|  | 15 | 0.13822 | 0 | 20.0058 | 0 | 0 | 20 | 20 | 0.286 | 0.80755
|  | 16 | 0.13822 | 0 | 20.0153 | 0 | 0 | 20 | 20 | 0.286 | 0.59644
|  | 17 | 0.13822 | 0 | 20.0261 | 0 | 0 | 20 | 20 | 0.286 | 0.51077
|  | 18 | 0.31449 | 0 | 20.0375 | 0 | 0 | 20 | 20 | 0.51611 | 0.2372
|  | 19 | 1.027 | 0.91924 | 20.0433 | 0 | 0 | 20 | 20 | 1.2086 | 0.021583
|  | 20 | 1.245 | 1.149 | 20.0622 | 0 | 0 | 20 | 20 | 1.3527 | 0
|  | 21 | 0.29502 | 0 | 20.0715 | 0 | 0 | 25.283 | 23.522 | 0.40269 | 0
|  | 22 | 0.23751 | 0 | 20.0207 | 0.94128 | 0 | 27.0624 | 24.7082 | 0.37209 | 0
|  | 23 | 0.23751 | 0 | 20 | 1.6327 | 0 | 28.5024 | 25.6682 | 0.37209 | 0
|  | 24 | 0.11875 | 0 | 20 | 2.0626 | 0 | 30.7408 | 27.1605 | 0.25334 | 0
| 2 | 1 | 0.11875 | 0 | 20 | 5.139 | 0 | 46.7608 | 37.8405 | 0.25334 | 0
|  | 2 | 0.11875 | 0 | 20 | 5.2773 | 0 | 47.4808 | 38.3205 | 0.25334 | 0
|  | 3 | 0.11875 | 0 | 20 | 5.4501 | 0 | 48.3808 | 38.9205 | 0.25334 | 0
|  | 4 | 0.11875 | 0 | 20 | 5.5192 | 0 | 48.7408 | 39.1605 | 0.25334 | 0
|  | 5 | 0.11875 | 0 | 20 | 5.5884 | 0 | 49.1008 | 39.4005 | 0.25334 | 0
|  | 6 | 0.23751 | 0 | 20 | 5.5387 | 0 | 48.8424 | 39.2282 | 0.37209 | 0
|  | 7 | 0.96949 | 0.68943 | 20 | 4.8558 | 0 | 45.2862 | 36.8575 | 1.1241 | 0
|  | 8 | 0.31449 | 0 | 20 | 5.4189 | 0 | 48.2185 | 38.8123 | 0.51611 | 0.010359
|  | 9 | 0.13822 | 0 | 20 | 5.3677 | 0 | 47.9515 | 38.6344 | 0.286 | 0.1189
|  | 10 | 0.13822 | 0 | 20 | 5.0563 | 0 | 46.3301 | 37.5534 | 0.286 | 0.25745
|  | 11 | 0.13822 | 0 | 20 | 4.8079 | 0 | 45.0367 | 36.6911 | 0.286 | 0.33299
|  | 12 | 0.13822 | 0 | 20 | 4.5316 | 0 | 43.5981 | 35.732 | 0.286 | 0.43642
|  | 13 | 1.027 | 0.91924 | 20 | 3.3223 | 0 | 37.3007 | 31.5338 | 1.2825 | 0.54558
|  | 14 | 0.31449 | 0 | 20 | 3.6244 | 0 | 38.8737 | 32.5825 | 0.51611 | 0.94072
|  | 15 | 0.13822 | 0 | 20 | 3.023 | 0 | 35.7417 | 30.4945 | 0.286 | 1.7377
|  | 16 | 0.13822 | 0 | 20 | 2.3301 | 0 | 32.1338 | 28.0892 | 0.286 | 2.4651
|  | 17 | 0.13822 | 0 | 20 | 2.3136 | 0 | 32.0476 | 28.0317 | 0.286 | 2.5854
|  | 18 | 0.31449 | 0 | 20 | 4.0329 | 0 | 41.0006 | 34.0004 | 0.51611 | 0.98164
|  | 19 | 1.027 | 0.91924 | 20 | 4.2853 | 0 | 42.3155 | 34.877 | 1.2086 | 0.0021169
|  | 20 | 1.245 | 1.149 | 20 | 4.3853 | 0 | 42.8359 | 35.2239 | 1.3527 | 0
|  | 21 | 0.29502 | 0 | 20 | 5.439 | 0 | 48.323 | 38.882 | 0.40269 | 0
|  | 22 | 0.23751 | 0 | 20 | 5.6079 | 0 | 49.2024 | 39.4682 | 0.37209 | 0
|  | 23 | 0.23751 | 0 | 20 | 5.7807 | 0 | 50.1024 | 40.0682 | 0.37209 | 0
|  | 24 | 0.11875 | 0 | 20 | 6.1068 | 0 | 51.8008 | 41.2005 | 0.25334 | 0
| 3 | 1 | 0.11875 | 0 | 20 | 5.4847 | 0 | 48.5608 | 39.0405 | 0.25334 | 0
|  | 2 | 0.11875 | 0 | 20 | 5.9686 | 0 | 51.0808 | 40.7205 | 0.25334 | 0
|  | 3 | 0.11875 | 0 | 20 | 6.4525 | 0 | 53.6008 | 42.4005 | 0.25334 | 0
|  | 4 | 0.11875 | 0 | 20 | 6.729 | 0 | 55.0408 | 43.3605 | 0.25334 | 0
|  | 5 | 0.11875 | 0 | 20 | 6.971 | 0 | 56.3008 | 44.2005 | 0.25334 | 0
|  | 6 | 0.23751 | 0 | 20 | 7.0251 | 0 | 56.5824 | 44.3882 | 0.37209 | 0
|  | 7 | 0.96949 | 0.68943 | 20 | 6.3055 | 0 | 52.8353 | 41.8902 | 1.1241 | 0.0020997
|  | 8 | 0.31449 | 0 | 20 | 6.2428 | 0 | 52.5088 | 41.6725 | 0.51611 | 0.085193
|  | 9 | 0.13822 | 0 | 20 | 5.5012 | 0 | 48.6469 | 39.098 | 0.286 | 0.22732
|  | 10 | 0.13822 | 0 | 20 | 4.5629 | 0 | 43.7607 | 35.8405 | 0.286 | 0.33605
|  | 11 | 0.13822 | 0 | 20 | 3.699 | 0 | 39.262 | 32.8413 | 0.286 | 0.40494
|  | 12 | 0.13822 | 0 | 20 | 3.0651 | 0 | 35.9614 | 30.641 | 0.286 | 0.34744
|  | 13 | 1.027 | 0.91924 | 20 | 1.5466 | 0 | 28.0537 | 25.3691 | 1.2825 | 0.35105
|  | 14 | 0.31449 | 0 | 20 | 1.1493 | 0 | 25.9848 | 23.9899 | 0.51611 | 1.1345
|  | 15 | 0.13822 | 0 | 20 | 0.21207 | 0 | 21.1043 | 20.7362 | 0.286 | 2.129
|  | 16 | 0.13822 | 0 | 20 | 0 | 0 | 20 | 20 | 0.286 | 2.6223
|  | 17 | 0.13822 | 0 | 20.0121 | 0.31618 | 0 | 22.9092 | 21.9394 | 0.286 | 2.0589
|  | 18 | 0.31449 | 0 | 20 | 2.2826 | 0 | 31.8862 | 27.9241 | 0.51611 | 0.62339
|  | 19 | 1.027 | 0.91924 | 20 | 2.8567 | 0 | 34.876 | 29.9173 | 1.2086 | 0.013549
|  | 20 | 1.245 | 1.149 | 20 | 3.0026 | 0 | 35.6359 | 30.4239 | 1.3527 | 0
|  | 21 | 0.29502 | 0 | 20 | 4.2292 | 0 | 42.023 | 34.682 | 0.40269 | 0
|  | 22 | 0.23751 | 0 | 20 | 4.5363 | 0 | 43.6224 | 35.7482 | 0.37209 | 0
|  | 23 | 0.23751 | 0 | 20 | 4.7783 | 0 | 44.8824 | 36.5882 | 0.37209 | 0
|  | 24 | 0.11875 | 0 | 20 | 5.1736 | 0 | 46.9408 | 37.9605 | 0.25334 | 0
| 4 | 1 | 0.11875 | 0 | 20 | 6.4525 | 0 | 53.6008 | 42.4005 | 0.25334 | 0
|  | 2 | 0.11875 | 0 | 20 | 6.5562 | 0 | 54.1408 | 42.7605 | 0.25334 | 0
|  | 3 | 0.11875 | 0 | 20 | 6.6599 | 0 | 54.6808 | 43.1205 | 0.25334 | 0
|  | 4 | 0.11875 | 0 | 20 | 6.729 | 0 | 55.0408 | 43.3605 | 0.25334 | 0
|  | 5 | 0.11875 | 0 | 20 | 6.796 | 0 | 55.3897 | 43.5931 | 0.25334 | 0.0021281
|  | 6 | 0.23751 | 0 | 20 | 6.6306 | 0 | 54.5281 | 43.0187 | 0.37209 | 0.08339
|  | 7 | 0.96949 | 0.68943 | 20 | 5.7986 | 0 | 50.1958 | 40.1305 | 1.1241 | 0.19788
|  | 8 | 0.31449 | 0 | 20 | 6.4028 | 0 | 53.3421 | 42.2281 | 0.51611 | 0.23626
|  | 9 | 0.13822 | 0 | 20 | 6.5826 | 0 | 54.2782 | 42.8521 | 0.286 | 0.25205
|  | 10 | 0.13822 | 0 | 20 | 6.2756 | 0 | 52.6796 | 41.7864 | 0.286 | 0.35164
|  | 11 | 0.13822 | 0 | 20 | 5.972 | 0 | 51.0985 | 40.7324 | 0.286 | 0.48242
|  | 12 | 0.13822 | 0 | 20 | 5.6695 | 0 | 49.5233 | 39.6822 | 0.286 | 0.64665
|  | 13 | 1.027 | 0.91924 | 20 | 4.5064 | 0 | 43.4665 | 35.6443 | 1.2825 | 0.74418
|  | 14 | 0.31449 | 0 | 20 | 4.2306 | 0 | 42.0303 | 34.6868 | 0.51611 | 1.1296
|  | 15 | 0.13822 | 0 | 20 | 3.8839 | 0 | 40.2251 | 33.4834 | 0.286 | 1.4298
|  | 16 | 0.13822 | 0 | 20 | 3.6553 | 0 | 39.0348 | 32.6898 | 0.286 | 1.6584
|  | 17 | 0.13822 | 0 | 20 | 4.1545 | 0 | 41.634 | 34.4227 | 0.286 | 1.4358
|  | 18 | 0.31449 | 0 | 20 | 4.9036 | 0 | 45.535 | 37.0234 | 0.51611 | 0.59481
|  | 19 | 1.027 | 0.91924 | 20 | 4.6716 | 0 | 44.3269 | 36.2179 | 1.2086 | 0.23805
|  | 20 | 1.245 | 1.149 | 20 | 4.8582 | 0 | 45.2986 | 36.8657 | 1.3527 | 0.045559
|  | 21 | 0.29502 | 0 | 20 | 5.9899 | 0 | 51.1919 | 40.7946 | 0.40269 | 0.0021401
|  | 22 | 0.23751 | 0 | 20 | 6.1264 | 0 | 51.9024 | 41.2682 | 0.37209 | 0
|  | 23 | 0.23751 | 0 | 20 | 6.2646 | 0 | 52.6224 | 41.7482 | 0.37209 | 0
|  | 24 | 0.11875 | 0 | 20 | 6.5216 | 0 | 53.9608 | 42.6405 | 0.25334 | 0
| 5 | 1 | 0.11875 | 0 | 20.0878 | 8.6293 | 0 | 66.7408 | 51.1605 | 0.25334 | 0
|  | 2 | 0.11875 | 0 | 20.0693 | 8.6293 | 0 | 66.5608 | 51.0405 | 0.25334 | 0
|  | 3 | 0.11875 | 0 | 20.0529 | 8.6293 | 0 | 66.5608 | 51.0405 | 0.25334 | 0
|  | 4 | 0.11875 | 0 | 20.0367 | 8.6293 | 0 | 66.3808 | 50.9205 | 0.25334 | 0
|  | 5 | 0.11875 | 0 | 20.0225 | 8.6293 | 0 | 66.3808 | 50.9205 | 0.25334 | 0
|  | 6 | 0.23751 | 0 | 20.0086 | 8.6293 | 0 | 65.5824 | 50.3882 | 0.37209 | 0
|  | 7 | 0.96949 | 0.68943 | 20.0024 | 7.9485 | 0 | 61.4862 | 47.6575 | 1.1241 | 0
|  | 8 | 0.31449 | 0 | 20.0014 | 8.6375 | 0 | 64.6524 | 49.7683 | 0.51611 | 0
|  | 9 | 0.13822 | 0 | 20.0045 | 8.6375 | 0 | 65.4464 | 50.2976 | 0.286 | 0.0085061
|  | 10 | 0.13822 | 0 | 20 | 8.4084 | 0 | 63.7858 | 49.1905 | 0.286 | 0.050871
|  | 11 | 0.13822 | 0 | 20 | 8.0786 | 0 | 62.0684 | 48.0456 | 0.286 | 0.1387
|  | 12 | 0.13822 | 0 | 20 | 7.8841 | 0 | 61.0554 | 47.3703 | 0.286 | 0.22953
|  | 13 | 1.027 | 0.91924 | 20 | 6.7422 | 0 | 55.1095 | 43.4063 | 1.2825 | 0.30576
|  | 14 | 0.31449 | 0 | 20 | 6.8264 | 0 | 55.5477 | 43.6984 | 0.51611 | 0.26208
|  | 15 | 0.13822 | 0 | 20 | 6.8029 | 0 | 55.4254 | 43.6169 | 0.286 | 0.17001
|  | 16 | 0.13822 | 0 | 20 | 6.8702 | 0 | 55.776 | 43.8507 | 0.286 | 0.068115
|  | 17 | 0.13822 | 0 | 20 | 7.2362 | 0 | 57.6816 | 45.1211 | 0.286 | 0.013258
|  | 18 | 0.31449 | 0 | 20 | 7.0885 | 0 | 56.9124 | 44.6083 | 0.51611 | 0
|  | 19 | 1.027 | 0.91924 | 20 | 6.4651 | 0 | 53.6665 | 42.4443 | 1.2086 | 0
|  | 20 | 1.245 | 1.149 | 20 | 6.4247 | 0 | 53.4559 | 42.3039 | 1.3527 | 0
|  | 21 | 0.29502 | 0 | 20 | 7.4438 | 0 | 58.763 | 45.842 | 0.40269 | 0
|  | 22 | 0.23751 | 0 | 20 | 7.5436 | 0 | 59.2824 | 46.1882 | 0.37209 | 0
|  | 23 | 0.23751 | 0 | 20 | 8.6293 | 0 | 59.6424 | 46.4282 | 0.37209 | 0
|  | 24 | 0.11875 | 0 | 20.0498 | 8.6293 | 0 | 60.8008 | 47.2005 | 0.25334 | 0
| 6 | 1 | 0.11875 | 0 | 20 | 1.3367 | 0 | 26.9608 | 24.6405 | 0.25334 | 0
|  | 2 | 0.11875 | 0 | 20 | 1.5787 | 0 | 28.2208 | 25.4805 | 0.25334 | 0
|  | 3 | 0.11875 | 0 | 20 | 1.6824 | 0 | 28.7608 | 25.8405 | 0.25334 | 0
|  | 4 | 0.11875 | 0 | 20 | 1.8206 | 0 | 29.4808 | 26.3205 | 0.25334 | 0
|  | 5 | 0.11875 | 0 | 20 | 1.8898 | 0 | 29.8408 | 26.5605 | 0.25334 | 0
|  | 6 | 0.23751 | 0 | 20 | 1.7301 | 0 | 29.0092 | 26.0061 | 0.37209 | 0.0063656
|  | 7 | 0.96949 | 0.68943 | 20 | 0.68781 | 0 | 23.5817 | 22.3878 | 1.1241 | 0.054631
|  | 8 | 0.31449 | 0 | 20 | 1.0043 | 0 | 25.2297 | 23.4865 | 0.51611 | 0.13879
|  | 9 | 0.13822 | 0 | 20 | 0.93668 | 0 | 24.8776 | 23.2518 | 0.286 | 0.22911
|  | 10 | 0.13822 | 0 | 20 | 0.6469 | 0 | 23.3686 | 22.2458 | 0.286 | 0.31149
|  | 11 | 0.13822 | 0 | 20 | 0.33847 | 0 | 21.7625 | 21.175 | 0.286 | 0.37796
|  | 12 | 0.13822 | 0 | 20 | 0.047745 | 0 | 20.2486 | 20.1658 | 0.286 | 0.42671
|  | 13 | 1.027 | 0.91924 | 20 | 0 | 0 | 20 | 20 | 1.2825 | 0.45497
|  | 14 | 0.31449 | 0 | 20.0563 | 0 | 0 | 20 | 20 | 0.51611 | 0.46209
|  | 15 | 0.13822 | 0 | 20.0829 | 0 | 0 | 20 | 20 | 0.286 | 0.44268
|  | 16 | 0.13822 | 0 | 20.1019 | 0 | 0 | 20 | 20 | 0.286 | 0.38994
|  | 17 | 0.13822 | 0 | 20.1164 | 0 | 0 | 20 | 20 | 0.286 | 0.30578
|  | 18 | 0.31449 | 0 | 20.1197 | 0 | 0 | 20 | 20 | 0.51611 | 0.2016
|  | 19 | 1.027 | 0.91924 | 20.1206 | 0 | 0 | 20 | 20 | 1.2086 | 0.092654
|  | 20 | 1.245 | 1.149 | 20.14 | 0 | 0 | 20 | 20 | 1.3527 | 0.017216
|  | 21 | 0.29502 | 0 | 20.1522 | 0 | 0 | 24.383 | 22.922 | 0.40269 | 0
|  | 22 | 0.23751 | 0 | 20.1085 | 0 | 0 | 26.1624 | 24.1082 | 0.37209 | 0
|  | 23 | 0.23751 | 0 | 20.0487 | 0.72362 | 0 | 28.8624 | 25.9082 | 0.37209 | 0
|  | 24 | 0.11875 | 0 | 20 | 1.9243 | 0 | 30.0208 | 26.6805 | 0.25334 | 0
| 7 | 1 | 0.11875 | 0 | 20.1006 | 0.42129 | 0 | 32.7208 | 28.4805 | 0.25334 | 0
|  | 2 | 0.11875 | 0 | 20 | 2.6157 | 0 | 33.6208 | 29.0805 | 0.25334 | 0
|  | 3 | 0.11875 | 0 | 20 | 2.8231 | 0 | 34.7008 | 29.8005 | 0.25334 | 0
|  | 4 | 0.11875 | 0 | 20 | 2.8922 | 0 | 35.0608 | 30.0405 | 0.25334 | 0
|  | 5 | 0.11875 | 0 | 20 | 2.9959 | 0 | 35.6008 | 30.4005 | 0.25334 | 0
|  | 6 | 0.23751 | 0 | 20 | 2.9463 | 0 | 35.3424 | 30.2282 | 0.37209 | 0
|  | 7 | 0.96949 | 0.68943 | 20 | 2.1942 | 0 | 31.4262 | 27.6175 | 1.1241 | 0
|  | 8 | 0.31449 | 0 | 20 | 2.2039 | 0 | 31.4765 | 27.651 | 0.51611 | 0.045304
|  | 9 | 0.13822 | 0 | 20 | 1.6521 | 0 | 28.6032 | 25.7355 | 0.286 | 0.13585
|  | 10 | 0.13822 | 0 | 20 | 0.84077 | 0 | 24.3782 | 22.9188 | 0.286 | 0.18675
|  | 11 | 0.13822 | 0 | 20 | 0.085796 | 0 | 20.4468 | 20.2978 | 0.286 | 0.2504
|  | 12 | 0.13822 | 0 | 20 | 0 | 0 | 20 | 20 | 0.286 | 0.2954
|  | 13 | 1.027 | 0.91924 | 20.0234 | 0 | 0 | 20 | 20 | 1.2825 | 0.31375
|  | 14 | 0.31449 | 0 | 20.1163 | 0 | 0 | 20 | 20 | 0.51611 | 0.35038
|  | 15 | 0.13822 | 0 | 20.1822 | 0 | 0 | 20 | 20 | 0.286 | 0.35145
|  | 16 | 0.13822 | 0 | 20.239 | 0 | 0 | 20 | 20 | 0.286 | 0.29162
|  | 17 | 0.13822 | 0 | 20.2853 | 0 | 0 | 20 | 20 | 0.286 | 0.16503
|  | 18 | 0.31449 | 0 | 20.3093 | 0 | 0 | 20 | 20 | 0.51611 | 0.025073
|  | 19 | 1.027 | 0.91924 | 20.3119 | 0 | 0 | 20 | 20 | 1.2086 | 0
|  | 20 | 1.245 | 1.149 | 20.3353 | 0 | 0 | 20 | 20 | 1.3527 | 0
|  | 21 | 0.29502 | 0 | 20.3519 | 0 | 0 | 23.843 | 22.562 | 0.40269 | 0
|  | 22 | 0.23751 | 0 | 20.3098 | 0 | 0 | 25.4424 | 23.6282 | 0.37209 | 0
|  | 23 | 0.23751 | 0 | 20.2534 | 0 | 0 | 26.7024 | 24.4682 | 0.37209 | 0
|  | 24 | 0.11875 | 0 | 20.1861 | 0 | 0 | 28.7608 | 25.8405 | 0.25334 | 0
| 8 | 1 | 0.11875 | 0 | 21.1892 | 0 | 0 | 28.5808 | 25.7205 | 0.25334 | 0
|  | 2 | 0.11875 | 0 | 21.0885 | 0 | 0 | 30.9208 | 27.2805 | 0.25334 | 0
|  | 3 | 0.11875 | 0 | 20.9674 | 0 | 0 | 32.3608 | 28.2405 | 0.25334 | 0
|  | 4 | 0.11875 | 0 | 20.8349 | 0 | 0 | 33.6208 | 29.0805 | 0.25334 | 0
|  | 5 | 0.11875 | 0 | 20.6927 | 0 | 0 | 34.5208 | 29.6805 | 0.25334 | 0
|  | 6 | 0.23751 | 0 | 20.5445 | 0 | 0 | 33.8803 | 29.2536 | 0.37209 | 0.0042307
|  | 7 | 0.96949 | 0.68943 | 20.4049 | 0 | 0 | 27.3662 | 24.9108 | 1.1241 | 0.053768
|  | 8 | 0.31449 | 0 | 20.3288 | 0 | 0 | 26.6612 | 24.4408 | 0.51611 | 0.17498
|  | 9 | 0.13822 | 0 | 20.2606 | 0 | 0 | 23.7821 | 22.5214 | 0.286 | 0.30122
|  | 10 | 0.13822 | 0 | 20.2206 | 0 | 0 | 20 | 20 | 0.286 | 0.4154
|  | 11 | 0.13822 | 0 | 20.2191 | 0 | 0 | 20 | 20 | 0.286 | 0.51363
|  | 12 | 0.13822 | 0 | 20.2511 | 0 | 0 | 20 | 20 | 0.286 | 0.5918
|  | 13 | 1.027 | 0.91924 | 20.3102 | 0 | 0 | 20 | 20 | 1.2825 | 0.65144
|  | 14 | 0.31449 | 0 | 20.4385 | 0 | 0 | 20 | 20 | 0.51611 | 1.0375
|  | 15 | 0.13822 | 0 | 20.5578 | 0 | 0 | 20 | 20 | 0.286 | 1.966
|  | 16 | 0.13822 | 0 | 20.7162 | 0 | 0 | 20 | 20 | 0.286 | 2.8482
|  | 17 | 0.13822 | 0 | 20.915 | 0 | 0 | 20 | 20 | 0.286 | 3.1181
|  | 18 | 0.31449 | 0 | 21.1168 | 0 | 0 | 20 | 20 | 0.51611 | 2.5711
|  | 19 | 1.027 | 0.91924 | 21.2846 | 0 | 0 | 20 | 20 | 1.2086 | 1.1471
|  | 20 | 1.245 | 1.149 | 21.3917 | 0 | 0 | 20 | 20 | 1.3527 | 0.032761
|  | 21 | 0.29502 | 0 | 21.4241 | 0 | 0 | 20.963 | 20.642 | 0.40269 | 0
|  | 22 | 0.23751 | 0 | 21.3909 | 0 | 0 | 22.7424 | 21.8282 | 0.37209 | 0
|  | 23 | 0.23751 | 0 | 21.3416 | 0 | 0 | 24.5424 | 23.0282 | 0.37209 | 0
|  | 24 | 0.11875 | 0 | 21.2763 | 0 | 0 | 26.9608 | 24.6405 | 0.25334 | 0
| 9 | 1 | 0.11875 | 0 | 23.0461 | 0 | 0 | 23.0008 | 22.0005 | 0.25334 | 0
|  | 2 | 0.11875 | 0 | 22.9663 | 0 | 0 | 25.3408 | 23.5605 | 0.25334 | 0
|  | 3 | 0.11875 | 0 | 22.866 | 0 | 0 | 26.6008 | 24.4005 | 0.25334 | 0
|  | 4 | 0.11875 | 0 | 22.7554 | 0 | 0 | 27.8608 | 25.2405 | 0.25334 | 0
|  | 5 | 0.11875 | 0 | 22.6349 | 0 | 0 | 28.7608 | 25.8405 | 0.25334 | 0
|  | 6 | 0.23751 | 0 | 22.508 | 0 | 0 | 28.3224 | 25.5482 | 0.37209 | 0
|  | 7 | 0.96949 | 0.68943 | 22.3874 | 0 | 0 | 22.2528 | 21.5018 | 1.1241 | 0.033303
|  | 8 | 0.31449 | 0 | 22.3258 | 0 | 0 | 21.8075 | 21.205 | 0.51611 | 0.13922
|  | 9 | 0.13822 | 0 | 22.2695 | 0 | 0 | 20 | 20 | 0.286 | 0.22783
|  | 10 | 0.13822 | 0 | 22.241 | 0 | 0 | 20 | 20 | 0.286 | 0.26815
|  | 11 | 0.13822 | 0 | 22.2471 | 0 | 0 | 20 | 20 | 0.286 | 0.41447
|  | 12 | 0.13822 | 0 | 22.2908 | 0 | 0 | 20 | 20 | 0.286 | 0.55589
|  | 13 | 1.027 | 0.91924 | 22.366 | 0 | 0 | 20 | 20 | 1.2825 | 0.68988
|  | 14 | 0.31449 | 0 | 22.5172 | 0 | 0 | 20 | 20 | 0.51611 | 0.75359
|  | 15 | 0.13822 | 0 | 22.645 | 0 | 0 | 20 | 20 | 0.286 | 1.001
|  | 16 | 0.13822 | 0 | 22.78 | 0 | 0 | 20 | 20 | 0.286 | 1.065
|  | 17 | 0.13822 | 0 | 22.9175 | 0 | 0 | 20 | 20 | 0.286 | 0.53371
|  | 18 | 0.31449 | 0 | 23.02 | 0 | 0 | 20 | 20 | 0.51611 | 0.27528
|  | 19 | 1.027 | 0.91924 | 23.1023 | 0 | 0 | 20 | 20 | 1.2086 | 0.066788
|  | 20 | 1.245 | 1.149 | 23.1833 | 0 | 0 | 20 | 20 | 1.3527 | 0.002122
|  | 21 | 0.29502 | 0 | 23.2415 | 0 | 0 | 20 | 20 | 0.40269 | 0
|  | 22 | 0.23751 | 0 | 23.23 | 0 | 0 | 20 | 20 | 0.37209 | 0
|  | 23 | 0.23751 | 0 | 23.1936 | 0 | 0 | 20.5824 | 20.3882 | 0.37209 | 0
|  | 24 | 0.11875 | 0 | 23.1341 | 0 | 0 | 23.7208 | 22.4805 | 0.25334 | 0
| 10 | 1 | 0.11875 | 0 | 24.0401 | 0 | 0 | 20 | 20 | 0.25334 | 0
|  | 2 | 0.11875 | 0 | 23.9977 | 0 | 0 | 22.2808 | 21.5205 | 0.25334 | 0
|  | 3 | 0.11875 | 0 | 23.9086 | 0 | 0 | 24.9808 | 23.3205 | 0.25334 | 0
|  | 4 | 0.11875 | 0 | 23.7957 | 0 | 0 | 26.7808 | 24.5205 | 0.25334 | 0
|  | 5 | 0.11875 | 0 | 23.6677 | 0 | 0 | 27.3208 | 24.8805 | 0.25334 | 0
|  | 6 | 0.23751 | 0 | 23.5369 | 0 | 0 | 25.2624 | 23.5082 | 0.37209 | 0
|  | 7 | 0.96949 | 0.68943 | 23.4276 | 0 | 0 | 20 | 20 | 1.1241 | 0
|  | 8 | 0.31449 | 0 | 23.3806 | 0 | 0 | 20 | 20 | 0.51611 | 0.043598
|  | 9 | 0.13822 | 0 | 23.3373 | 0 | 0 | 20 | 20 | 0.286 | 0.1682
|  | 10 | 0.13822 | 0 | 23.32 | 0 | 0 | 20 | 20 | 0.286 | 0.31344
|  | 11 | 0.13822 | 0 | 23.3422 | 0 | 0 | 20 | 20 | 0.286 | 0.40326
|  | 12 | 0.13822 | 0 | 23.3955 | 0 | 0 | 20 | 20 | 0.286 | 0.44588
|  | 13 | 1.027 | 0.91924 | 23.4754 | 0 | 0 | 20 | 20 | 1.2825 | 0.56511
|  | 14 | 0.31449 | 0 | 23.6272 | 0 | 0 | 20 | 20 | 0.51611 | 0.50461
|  | 15 | 0.13822 | 0 | 23.7494 | 0 | 0 | 20 | 20 | 0.286 | 0.36744
|  | 16 | 0.13822 | 0 | 23.8601 | 0 | 0 | 20 | 20 | 0.286 | 0.20193
|  | 17 | 0.13822 | 0 | 23.9624 | 0 | 0 | 20 | 20 | 0.286 | 0.10654
|  | 18 | 0.31449 | 0 | 24.055 | 0 | 0 | 20 | 20 | 0.51611 | 0.017399
|  | 19 | 1.027 | 0.91924 | 24.1394 | 0 | 0 | 20 | 20 | 1.2086 | 0
|  | 20 | 1.245 | 1.149 | 24.2351 | 0 | 0 | 20 | 20 | 1.3527 | 0
|  | 21 | 0.29502 | 0 | 24.3092 | 0 | 0 | 20 | 20 | 0.40269 | 0
|  | 22 | 0.23751 | 0 | 24.3085 | 0 | 0 | 20 | 20 | 0.37209 | 0
|  | 23 | 0.23751 | 0 | 24.2639 | 0 | 0 | 21.6624 | 21.1082 | 0.37209 | 0
|  | 24 | 0.11875 | 0 | 24.1762 | 0 | 0 | 26.9608 | 24.6405 | 0.25334 | 0
| 11 | 1 | 1.245 | 1.149 | 0 | 1.475 | 0 | 63.6808 | 49.1205 | 0.25334 | 0
| 12 | 1 | 1.245 | 1.149 | 47.9339 | 0 | 0 | 20 | 20 | 1.3527 | 3.1181

## df_Time
Period | dp | TimeEnd | dt
1 | 44 | 24 | 1
2 | 29 | 24 | 1
3 | 49 | 24 | 1
4 | 40 | 24 | 1
5 | 21 | 24 | 1
6 | 55 | 24 | 1
7 | 43 | 24 | 1
8 | 32 | 24 | 1
9 | 42 | 24 | 1
10 | 10 | 24 | 1
11 | 0 | 1 | 1
12 | 0 | 1 | 1

## df_External
Period | Time | T_ext | I_global
1 | 1 | 13 | 0
| 2 | 12.8 | 0
| 3 | 12.7 | 0
| 4 | 12.6 | 0
| 5 | 12.6 | 0
| 6 | 12.6 | 0
| 7 | 12.8 | 4
| 8 | 13 | 17
| 9 | 13.3 | 32
| 10 | 13.6 | 46
| 11 | 13.9 | 56
| 12 | 14.1 | 62
| 13 | 14.3 | 64
| 14 | 16.1 | 483
| 15 | 17.4 | 424
| 16 | 18.1 | 333
| 17 | 18.4 | 230
| 18 | 18.2 | 106
| 19 | 17.6 | 4
| 20 | 16.7 | 0
| 21 | 15.9 | 0
| 22 | 15 | 0
| 23 | 14.2 | 0
| 24 | 13.3 | 0
2 | 1 | 4.4 | 0
| 2 | 4 | 0
| 3 | 3.5 | 0
| 4 | 3.3 | 0
| 5 | 3.1 | 0
| 6 | 2.9 | 0
| 7 | 2.7 | 0
| 8 | 2.8 | 2
| 9 | 3.3 | 36
| 10 | 3.8 | 73
| 11 | 4.3 | 106
| 12 | 4.8 | 128
| 13 | 5.1 | 141
| 14 | 5.3 | 131
| 15 | 5.4 | 105
| 16 | 5.3 | 78
| 17 | 5 | 44
| 18 | 4 | 5
| 19 | 4.1 | 0
| 20 | 3.4 | 0
| 21 | 3.1 | 0
| 22 | 2.7 | 0
| 23 | 2.2 | 0
| 24 | 1.6 | 0
3 | 1 | 3.4 | 0
| 2 | 2 | 0
| 3 | 0.6 | 0
| 4 | -0.2 | 0
| 5 | -0.9 | 0
| 6 | -1.4 | 0
| 7 | -1.5 | 2
| 8 | 0.2 | 117
| 9 | 2.6 | 286
| 10 | 5 | 452
| 11 | 7.3 | 584
| 12 | 9.3 | 670
| 13 | 10.8 | 709
| 14 | 11.9 | 691
| 15 | 12.4 | 610
| 16 | 12.3 | 484
| 17 | 11.6 | 324
| 18 | 10.1 | 150
| 19 | 8.2 | 6
| 20 | 7.4 | 0
| 21 | 6.6 | 0
| 22 | 5.8 | 0
| 23 | 5.1 | 0
| 24 | 4.3 | 0
4 | 1 | 0.6 | 0
| 2 | 0.3 | 0
| 4 | -0.2 | 0
| 5 | -0.4 | 0
| 6 | -0.5 | 0
| 7 | -0.6 | 0
| 8 | -0.7 | 0
| 9 | -0.6 | 4
| 10 | 0 | 28
| 11 | 0.5 | 46
| 12 | 0.9 | 63
| 13 | 1.1 | 60
| 14 | 3 | 277
| 15 | 3.8 | 199
| 16 | 3.8 | 101
| 17 | 3 | 4
| 18 | 2.6 | 0
| 19 | 2.3 | 0
| 20 | 1.9 | 0
| 21 | 1.5 | 0
| 22 | 1.2 | 0
| 23 | 0.8 | 0
| 24 | 0.4 | 0
5 | 1 | -6.7 | 0
| 2 | -6.6 | 0
| 3 | -6.6 | 0
| 4 | -6.5 | 0
| 5 | -6.5 | 0
| 6 | -6.4 | 0
| 7 | -6.3 | 0
| 8 | -6.3 | 0
| 9 | -6.1 | 2
| 10 | -5.3 | 29
| 11 | -4.6 | 49
| 12 | -4.3 | 43
| 13 | -4.1 | 47
| 14 | -2 | 244
| 15 | -1 | 187
| 16 | -0.9 | 97
| 17 | -1.8 | 2
| 18 | -2 | 0
| 19 | -2.2 | 0
| 20 | -2.5 | 0
| 21 | -2.7 | 0
| 22 | -2.9 | 0
| 23 | -3.1 | 0
| 24 | -3.4 | 0
6 | 1 | 15.4 | 0
| 2 | 14.7 | 0
| 3 | 14.4 | 0
| 4 | 14 | 0
| 5 | 13.8 | 0
| 6 | 13.9 | 10
| 7 | 14.6 | 72
| 8 | 15.2 | 133
| 9 | 15.8 | 195
| 10 | 16.4 | 303
| 11 | 17.1 | 319
| 12 | 17.8 | 403
| 13 | 18.3 | 404
| 14 | 18.8 | 429
| 15 | 19.1 | 412
| 16 | 19 | 274
| 17 | 18.6 | 141
| 18 | 18.1 | 76
| 19 | 17.5 | 29
| 20 | 16.9 | 5
| 21 | 16.4 | 0
| 22 | 15.5 | 0
| 23 | 14 | 0
| 24 | 13.7 | 0
7 | 1 | 12.2 | 0
| 2 | 11.7 | 0
| 3 | 11.1 | 0
| 4 | 10.9 | 0
| 5 | 10.6 | 0
| 6 | 10.4 | 0
| 7 | 10.4 | 1
| 8 | 12 | 81
| 9 | 14 | 191
| 10 | 16.2 | 310
| 11 | 18.2 | 398
| 12 | 19.7 | 433
| 13 | 20.9 | 442
| 14 | 21.5 | 388
| 15 | 21.7 | 324
| 16 | 21.3 | 240
| 17 | 20.4 | 130
| 18 | 18.9 | 10
| 19 | 18.2 | 0
| 20 | 17.4 | 0
| 21 | 16.7 | 0
| 22 | 15.9 | 0
| 23 | 15.2 | 0
| 24 | 14.4 | 0
8 | 1 | 14.5 | 0
| 2 | 13.2 | 0
| 3 | 12.4 | 0
| 4 | 11.7 | 0
| 5 | 11.2 | 0
| 6 | 11.2 | 4
| 7 | 12.5 | 116
| 8 | 14.3 | 275
| 9 | 16.2 | 441
| 10 | 18.1 | 593
| 11 | 19.8 | 703
| 12 | 21.2 | 768
| 13 | 22.3 | 776
| 14 | 23 | 758
| 15 | 23.4 | 680
| 16 | 23.4 | 572
| 17 | 23 | 431
| 18 | 22.1 | 275
| 19 | 20.8 | 126
| 20 | 19.3 | 6
| 21 | 18.3 | 0
| 22 | 17.4 | 0
| 23 | 16.4 | 0
| 24 | 15.4 | 0
9 | 1 | 17.6 | 0
| 2 | 16.3 | 0
| 3 | 15.6 | 0
| 4 | 14.9 | 0
| 5 | 14.4 | 0
| 6 | 14.3 | 1
| 7 | 15.4 | 91
| 8 | 17.1 | 255
| 9 | 19.1 | 432
| 10 | 21 | 585
| 11 | 22.8 | 707
| 12 | 24.3 | 785
| 13 | 25.6 | 816
| 14 | 26.4 | 795
| 15 | 26.9 | 720
| 16 | 27 | 594
| 17 | 26.6 | 435
| 18 | 25.6 | 254
| 19 | 24.2 | 87
| 20 | 22.7 | 0
| 21 | 21.4 | 0
| 22 | 20 | 0
| 23 | 18.6 | 0
| 24 | 17.2 | 0
10 | 1 | 20.8 | 0
| 2 | 18 | 0
| 3 | 16.5 | 0
| 4 | 15.5 | 0
| 5 | 15.2 | 0
| 6 | 16 | 75
| 7 | 17.4 | 223
| 8 | 19.2 | 396
| 9 | 21 | 564
| 10 | 22.9 | 713
| 11 | 24.5 | 829
| 12 | 26 | 903
| 13 | 27.1 | 929
| 14 | 27.9 | 905
| 15 | 28.4 | 841
| 16 | 28.5 | 730
| 17 | 28.3 | 585
| 18 | 27.5 | 417
| 19 | 26.3 | 241
| 20 | 24.7 | 87
| 21 | 23.1 | 1
| 22 | 20.6 | 0
| 23 | 18 | 0
| 24 | 15.4 | 0
11 | 1 | -5 | 0
12 | 1 | 35 | 929

## df_Index
HourOfYear | PeriodOfYear
1 | 1
2 | 1
3 | 1
4 | 1
5 | 1
6 | 1
7 | 1
8 | 1
9 | 1
10 | 1
11 | 1
12 | 1
13 | 1
14 | 1
15 | 1
16 | 1
17 | 1
18 | 1
19 | 1
20 | 1
21 | 1
22 | 1
23 | 1
24 | 1
25 | 2
26 | 2
27 | 2
28 | 2
29 | 2
30 | 2
31 | 2
32 | 2
33 | 2
34 | 2
35 | 2
36 | 2
37 | 2
38 | 2
39 | 2
40 | 2
41 | 2
42 | 2
43 | 2
44 | 2
45 | 2
46 | 2
47 | 2
48 | 2
49 | 3
50 | 3
51 | 3
52 | 3
53 | 3
54 | 3
55 | 3
56 | 3
57 | 3
58 | 3
59 | 3
60 | 3
61 | 3
62 | 3
63 | 3
64 | 3
65 | 3
66 | 3
67 | 3
68 | 3
69 | 3
70 | 3
71 | 3
72 | 3
73 | 4
74 | 4
75 | 4
76 | 4
77 | 4
78 | 4
79 | 4
80 | 4
81 | 4
82 | 4
83 | 4
84 | 4
85 | 4
86 | 4
87 | 4
88 | 4
89 | 4
90 | 4
91 | 4
92 | 4
93 | 4
94 | 4
95 | 4
96 | 4
97 | 4
98 | 4
99 | 4
100 | 4
101 | 4
102 | 4
103 | 4
104 | 4
105 | 4
106 | 4
107 | 4
108 | 4
109 | 4
110 | 4
111 | 4
112 | 4
113 | 4
114 | 4
115 | 4
116 | 4
117 | 4
118 | 4
119 | 4
120 | 4
121 | 4
122 | 4
123 | 4
124 | 4
125 | 4
126 | 4
127 | 4
128 | 4
129 | 4
130 | 4
131 | 4
132 | 4
133 | 4
134 | 4
135 | 4
136 | 4
137 | 4
138 | 4
139 | 4
140 | 4
141 | 4
142 | 4
143 | 4
144 | 4
145 | 4
146 | 4
147 | 4
148 | 4
149 | 4
150 | 4
151 | 4
152 | 4
153 | 4
154 | 4
155 | 4
156 | 4
157 | 4
158 | 4
159 | 4
160 | 4
161 | 4
162 | 4
163 | 4
164 | 4
165 | 4
166 | 4
167 | 4
168 | 4
169 | 2
170 | 2
171 | 2
172 | 2
173 | 2
174 | 2
175 | 2
176 | 2
177 | 2
178 | 2
179 | 2
180 | 2
181 | 2
182 | 2
183 | 2
184 | 2
185 | 2
186 | 2
187 | 2
188 | 2
189 | 2
190 | 2
191 | 2
192 | 2
193 | 2
194 | 2
195 | 2
196 | 2
197 | 2
198 | 2
199 | 2
200 | 2
201 | 2
202 | 2
203 | 2
204 | 2
205 | 2
206 | 2
207 | 2
208 | 2
209 | 2
210 | 2
211 | 2
212 | 2
213 | 2
214 | 2
215 | 2
216 | 2
217 | 5
218 | 5
219 | 5
220 | 5
221 | 5
222 | 5
223 | 5
224 | 5
225 | 5
226 | 5
227 | 5
228 | 5
229 | 5
230 | 5
231 | 5
232 | 5
233 | 5
234 | 5
235 | 5
236 | 5
237 | 5
238 | 5
239 | 5
240 | 5
241 | 5
242 | 5
243 | 5
244 | 5
245 | 5
246 | 5
247 | 5
248 | 5
249 | 5
250 | 5
251 | 5
252 | 5
253 | 5
254 | 5
255 | 5
256 | 5
257 | 5
258 | 5
259 | 5
260 | 5
261 | 5
262 | 5
263 | 5
264 | 5
265 | 5
266 | 5
267 | 5
268 | 5
269 | 5
270 | 5
271 | 5
272 | 5
273 | 5
274 | 5
275 | 5
276 | 5
277 | 5
278 | 5
279 | 5
280 | 5
281 | 5
282 | 5
283 | 5
284 | 5
285 | 5
286 | 5
287 | 5
288 | 5
289 | 5
290 | 5
291 | 5
292 | 5
293 | 5
294 | 5
295 | 5
296 | 5
297 | 5
298 | 5
299 | 5
300 | 5
301 | 5
302 | 5
303 | 5
304 | 5
305 | 5
306 | 5
307 | 5
308 | 5
309 | 5
310 | 5
311 | 5
312 | 5
313 | 5
314 | 5
315 | 5
316 | 5
317 | 5
318 | 5
319 | 5
320 | 5
321 | 5
322 | 5
323 | 5
324 | 5
325 | 5
326 | 5
327 | 5
328 | 5
329 | 5
330 | 5
331 | 5
332 | 5
333 | 5
334 | 5
335 | 5
336 | 5
337 | 2
338 | 2
339 | 2
340 | 2
341 | 2
342 | 2
343 | 2
344 | 2
345 | 2
346 | 2
347 | 2
348 | 2
349 | 2
350 | 2
351 | 2
352 | 2
353 | 2
354 | 2
355 | 2
356 | 2
357 | 2
358 | 2
359 | 2
360 | 2
361 | 2
362 | 2
363 | 2
364 | 2
365 | 2
366 | 2
367 | 2
368 | 2
369 | 2
370 | 2
371 | 2
372 | 2
373 | 2
374 | 2
375 | 2
376 | 2
377 | 2
378 | 2
379 | 2
380 | 2
381 | 2
382 | 2
383 | 2
384 | 2
385 | 5
386 | 5
387 | 5
388 | 5
389 | 5
390 | 5
391 | 5
392 | 5
393 | 5
394 | 5
395 | 5
396 | 5
397 | 5
398 | 5
399 | 5
400 | 5
401 | 5
402 | 5
403 | 5
404 | 5
405 | 5
406 | 5
407 | 5
408 | 5
409 | 4
410 | 4
411 | 4
412 | 4
413 | 4
414 | 4
415 | 4
416 | 4
417 | 4
418 | 4
419 | 4
420 | 4
421 | 4
422 | 4
423 | 4
424 | 4
425 | 4
426 | 4
427 | 4
428 | 4
429 | 4
430 | 4
431 | 4
432 | 4
433 | 4
434 | 4
435 | 4
436 | 4
437 | 4
438 | 4
439 | 4
440 | 4
441 | 4
442 | 4
443 | 4
444 | 4
445 | 4
446 | 4
447 | 4
448 | 4
449 | 4
450 | 4
451 | 4
452 | 4
453 | 4
454 | 4
455 | 4
456 | 4
457 | 4
458 | 4
459 | 4
460 | 4
461 | 4
462 | 4
463 | 4
464 | 4
465 | 4
466 | 4
467 | 4
468 | 4
469 | 4
470 | 4
471 | 4
472 | 4
473 | 4
474 | 4
475 | 4
476 | 4
477 | 4
478 | 4
479 | 4
480 | 4
481 | 4
482 | 4
483 | 4
484 | 4
485 | 4
486 | 4
487 | 4
488 | 4
489 | 4
490 | 4
491 | 4
492 | 4
493 | 4
494 | 4
495 | 4
496 | 4
497 | 4
498 | 4
499 | 4
500 | 4
501 | 4
502 | 4
503 | 4
504 | 4
505 | 1
506 | 1
507 | 1
508 | 1
509 | 1
510 | 1
511 | 1
512 | 1
513 | 1
514 | 1
515 | 1
516 | 1
517 | 1
518 | 1
519 | 1
520 | 1
521 | 1
522 | 1
523 | 1
524 | 1
525 | 1
526 | 1
527 | 1
528 | 1
529 | 2
530 | 2
531 | 2
532 | 2
533 | 2
534 | 2
535 | 2
536 | 2
537 | 2
538 | 2
539 | 2
540 | 2
541 | 2
542 | 2
543 | 2
544 | 2
545 | 2
546 | 2
547 | 2
548 | 2
549 | 2
550 | 2
551 | 2
552 | 2
553 | 5
554 | 5
555 | 5
556 | 5
557 | 5
558 | 5
559 | 5
560 | 5
561 | 5
562 | 5
563 | 5
564 | 5
565 | 5
566 | 5
567 | 5
568 | 5
569 | 5
570 | 5
571 | 5
572 | 5
573 | 5
574 | 5
575 | 5
576 | 5
577 | 5
578 | 5
579 | 5
580 | 5
581 | 5
582 | 5
583 | 5
584 | 5
585 | 5
586 | 5
587 | 5
588 | 5
589 | 5
590 | 5
591 | 5
592 | 5
593 | 5
594 | 5
595 | 5
596 | 5
597 | 5
598 | 5
599 | 5
600 | 5
601 | 3
602 | 3
603 | 3
604 | 3
605 | 3
606 | 3
607 | 3
608 | 3
609 | 3
610 | 3
611 | 3
612 | 3
613 | 3
614 | 3
615 | 3
616 | 3
617 | 3
618 | 3
619 | 3
620 | 3
621 | 3
622 | 3
623 | 3
624 | 3
625 | 4
626 | 4
627 | 4
628 | 4
629 | 4
630 | 4
631 | 4
632 | 4
633 | 4
634 | 4
635 | 4
636 | 4
637 | 4
638 | 4
639 | 4
640 | 4
641 | 4
642 | 4
643 | 4
644 | 4
645 | 4
646 | 4
647 | 4
648 | 4
649 | 4
650 | 4
651 | 4
652 | 4
653 | 4
654 | 4
655 | 4
656 | 4
657 | 4
658 | 4
659 | 4
660 | 4
661 | 4
662 | 4
663 | 4
664 | 4
665 | 4
666 | 4
667 | 4
668 | 4
669 | 4
670 | 4
671 | 4
672 | 4
673 | 2
674 | 2
675 | 2
676 | 2
677 | 2
678 | 2
679 | 2
680 | 2
681 | 2
682 | 2
683 | 2
684 | 2
685 | 2
686 | 2
687 | 2
688 | 2
689 | 2
690 | 2
691 | 2
692 | 2
693 | 2
694 | 2
695 | 2
696 | 2
697 | 2
698 | 2
699 | 2
700 | 2
701 | 2
702 | 2
703 | 2
704 | 2
705 | 2
706 | 2
707 | 2
708 | 2
709 | 2
710 | 2
711 | 2
712 | 2
713 | 2
714 | 2
715 | 2
716 | 2
717 | 2
718 | 2
719 | 2
720 | 2
721 | 3
722 | 3
723 | 3
724 | 3
725 | 3
726 | 3
727 | 3
728 | 3
729 | 3
730 | 3
731 | 3
732 | 3
733 | 3
734 | 3
735 | 3
736 | 3
737 | 3
738 | 3
739 | 3
740 | 3
741 | 3
742 | 3
743 | 3
744 | 3
745 | 3
746 | 3
747 | 3
748 | 3
749 | 3
750 | 3
751 | 3
752 | 3
753 | 3
754 | 3
755 | 3
756 | 3
757 | 3
758 | 3
759 | 3
760 | 3
761 | 3
762 | 3
763 | 3
764 | 3
765 | 3
766 | 3
767 | 3
768 | 3
769 | 3
770 | 3
771 | 3
772 | 3
773 | 3
774 | 3
775 | 3
776 | 3
777 | 3
778 | 3
779 | 3
780 | 3
781 | 3
782 | 3
783 | 3
784 | 3
785 | 3
786 | 3
787 | 3
788 | 3
789 | 3
790 | 3
791 | 3
792 | 3
793 | 4
794 | 4
795 | 4
796 | 4
797 | 4
798 | 4
799 | 4
800 | 4
801 | 4
802 | 4
803 | 4
804 | 4
805 | 4
806 | 4
807 | 4
808 | 4
809 | 4
810 | 4
811 | 4
812 | 4
813 | 4
814 | 4
815 | 4
816 | 4
817 | 5
818 | 5
819 | 5
820 | 5
821 | 5
822 | 5
823 | 5
824 | 5
825 | 5
826 | 5
827 | 5
828 | 5
829 | 5
830 | 5
831 | 5
832 | 5
833 | 5
834 | 5
835 | 5
836 | 5
837 | 5
838 | 5
839 | 5
840 | 5
841 | 2
842 | 2
843 | 2
844 | 2
845 | 2
846 | 2
847 | 2
848 | 2
849 | 2
850 | 2
851 | 2
852 | 2
853 | 2
854 | 2
855 | 2
856 | 2
857 | 2
858 | 2
859 | 2
860 | 2
861 | 2
862 | 2
863 | 2
864 | 2
865 | 2
866 | 2
867 | 2
868 | 2
869 | 2
870 | 2
871 | 2
872 | 2
873 | 2
874 | 2
875 | 2
876 | 2
877 | 2
878 | 2
879 | 2
880 | 2
881 | 2
882 | 2
883 | 2
884 | 2
885 | 2
886 | 2
887 | 2
888 | 2
889 | 4
890 | 4
891 | 4
892 | 4
893 | 4
894 | 4
895 | 4
896 | 4
897 | 4
898 | 4
899 | 4
900 | 4
901 | 4
902 | 4
903 | 4
904 | 4
905 | 4
906 | 4
907 | 4
908 | 4
909 | 4
910 | 4
911 | 4
912 | 4
913 | 5
914 | 5
915 | 5
916 | 5
917 | 5
918 | 5
919 | 5
920 | 5
921 | 5
922 | 5
923 | 5
924 | 5
925 | 5
926 | 5
927 | 5
928 | 5
929 | 5
930 | 5
931 | 5
932 | 5
933 | 5
934 | 5
935 | 5
936 | 5
937 | 5
938 | 5
939 | 5
940 | 5
941 | 5
942 | 5
943 | 5
944 | 5
945 | 5
946 | 5
947 | 5
948 | 5
949 | 5
950 | 5
951 | 5
952 | 5
953 | 5
954 | 5
955 | 5
956 | 5
957 | 5
958 | 5
959 | 5
960 | 5
961 | 5
962 | 5
963 | 5
964 | 5
965 | 5
966 | 5
967 | 5
968 | 5
969 | 5
970 | 5
971 | 5
972 | 5
973 | 5
974 | 5
975 | 5
976 | 5
977 | 5
978 | 5
979 | 5
980 | 5
981 | 5
982 | 5
983 | 5
984 | 5
985 | 4
986 | 4
987 | 4
988 | 4
989 | 4
990 | 4
991 | 4
992 | 4
993 | 4
994 | 4
995 | 4
996 | 4
997 | 4
998 | 4
999 | 4
1000 | 4
1001 | 4
1002 | 4
1003 | 4
1004 | 4
1005 | 4
1006 | 4
1007 | 4
1008 | 4
1009 | 2
1010 | 2
1011 | 2
1012 | 2
1013 | 2
1014 | 2
1015 | 2
1016 | 2
1017 | 2
1018 | 2
1019 | 2
1020 | 2
1021 | 2
1022 | 2
1023 | 2
1024 | 2
1025 | 2
1026 | 2
1027 | 2
1028 | 2
1029 | 2
1030 | 2
1031 | 2
1032 | 2
1033 | 2
1034 | 2
1035 | 2
1036 | 2
1037 | 2
1038 | 2
1039 | 2
1040 | 2
1041 | 2
1042 | 2
1043 | 2
1044 | 2
1045 | 2
1046 | 2
1047 | 2
1048 | 2
1049 | 2
1050 | 2
1051 | 2
1052 | 2
1053 | 2
1054 | 2
1055 | 2
1056 | 2
1057 | 5
1058 | 5
1059 | 5
1060 | 5
1061 | 5
1062 | 5
1063 | 5
1064 | 5
1065 | 5
1066 | 5
1067 | 5
1068 | 5
1069 | 5
1070 | 5
1071 | 5
1072 | 5
1073 | 5
1074 | 5
1075 | 5
1076 | 5
1077 | 5
1078 | 5
1079 | 5
1080 | 5
1081 | 5
1082 | 5
1083 | 5
1084 | 5
1085 | 5
1086 | 5
1087 | 5
1088 | 5
1089 | 5
1090 | 5
1091 | 5
1092 | 5
1093 | 5
1094 | 5
1095 | 5
1096 | 5
1097 | 5
1098 | 5
1099 | 5
1100 | 5
1101 | 5
1102 | 5
1103 | 5
1104 | 5
1105 | 4
1106 | 4
1107 | 4
1108 | 4
1109 | 4
1110 | 4
1111 | 4
1112 | 4
1113 | 4
1114 | 4
1115 | 4
1116 | 4
1117 | 4
1118 | 4
1119 | 4
1120 | 4
1121 | 4
1122 | 4
1123 | 4
1124 | 4
1125 | 4
1126 | 4
1127 | 4
1128 | 4
1129 | 3
1130 | 3
1131 | 3
1132 | 3
1133 | 3
1134 | 3
1135 | 3
1136 | 3
1137 | 3
1138 | 3
1139 | 3
1140 | 3
1141 | 3
1142 | 3
1143 | 3
1144 | 3
1145 | 3
1146 | 3
1147 | 3
1148 | 3
1149 | 3
1150 | 3
1151 | 3
1152 | 3
1153 | 4
1154 | 4
1155 | 4
1156 | 4
1157 | 4
1158 | 4
1159 | 4
1160 | 4
1161 | 4
1162 | 4
1163 | 4
1164 | 4
1165 | 4
1166 | 4
1167 | 4
1168 | 4
1169 | 4
1170 | 4
1171 | 4
1172 | 4
1173 | 4
1174 | 4
1175 | 4
1176 | 4
1177 | 2
1178 | 2
1179 | 2
1180 | 2
1181 | 2
1182 | 2
1183 | 2
1184 | 2
1185 | 2
1186 | 2
1187 | 2
1188 | 2
1189 | 2
1190 | 2
1191 | 2
1192 | 2
1193 | 2
1194 | 2
1195 | 2
1196 | 2
1197 | 2
1198 | 2
1199 | 2
1200 | 2
1201 | 2
1202 | 2
1203 | 2
1204 | 2
1205 | 2
1206 | 2
1207 | 2
1208 | 2
1209 | 2
1210 | 2
1211 | 2
1212 | 2
1213 | 2
1214 | 2
1215 | 2
1216 | 2
1217 | 2
1218 | 2
1219 | 2
1220 | 2
1221 | 2
1222 | 2
1223 | 2
1224 | 2
1225 | 3
1226 | 3
1227 | 3
1228 | 3
1229 | 3
1230 | 3
1231 | 3
1232 | 3
1233 | 3
1234 | 3
1235 | 3
1236 | 3
1237 | 3
1238 | 3
1239 | 3
1240 | 3
1241 | 3
1242 | 3
1243 | 3
1244 | 3
1245 | 3
1246 | 3
1247 | 3
1248 | 3
1249 | 3
1250 | 3
1251 | 3
1252 | 3
1253 | 3
1254 | 3
1255 | 3
1256 | 3
1257 | 3
1258 | 3
1259 | 3
1260 | 3
1261 | 3
1262 | 3
1263 | 3
1264 | 3
1265 | 3
1266 | 3
1267 | 3
1268 | 3
1269 | 3
1270 | 3
1271 | 3
1272 | 3
1273 | 3
1274 | 3
1275 | 3
1276 | 3
1277 | 3
1278 | 3
1279 | 3
1280 | 3
1281 | 3
1282 | 3
1283 | 3
1284 | 3
1285 | 3
1286 | 3
1287 | 3
1288 | 3
1289 | 3
1290 | 3
1291 | 3
1292 | 3
1293 | 3
1294 | 3
1295 | 3
1296 | 3
1297 | 3
1298 | 3
1299 | 3
1300 | 3
1301 | 3
1302 | 3
1303 | 3
1304 | 3
1305 | 3
1306 | 3
1307 | 3
1308 | 3
1309 | 3
1310 | 3
1311 | 3
1312 | 3
1313 | 3
1314 | 3
1315 | 3
1316 | 3
1317 | 3
1318 | 3
1319 | 3
1320 | 3
1321 | 4
1322 | 4
1323 | 4
1324 | 4
1325 | 4
1326 | 4
1327 | 4
1328 | 4
1329 | 4
1330 | 4
1331 | 4
1332 | 4
1333 | 4
1334 | 4
1335 | 4
1336 | 4
1337 | 4
1338 | 4
1339 | 4
1340 | 4
1341 | 4
1342 | 4
1343 | 4
1344 | 4
1345 | 2
1346 | 2
1347 | 2
1348 | 2
1349 | 2
1350 | 2
1351 | 2
1352 | 2
1353 | 2
1354 | 2
1355 | 2
1356 | 2
1357 | 2
1358 | 2
1359 | 2
1360 | 2
1361 | 2
1362 | 2
1363 | 2
1364 | 2
1365 | 2
1366 | 2
1367 | 2
1368 | 2
1369 | 1
1370 | 1
1371 | 1
1372 | 1
1373 | 1
1374 | 1
1375 | 1
1376 | 1
1377 | 1
1378 | 1
1379 | 1
1380 | 1
1381 | 1
1382 | 1
1383 | 1
1384 | 1
1385 | 1
1386 | 1
1387 | 1
1388 | 1
1389 | 1
1390 | 1
1391 | 1
1392 | 1
1393 | 3
1394 | 3
1395 | 3
1396 | 3
1397 | 3
1398 | 3
1399 | 3
1400 | 3
1401 | 3
1402 | 3
1403 | 3
1404 | 3
1405 | 3
1406 | 3
1407 | 3
1408 | 3
1409 | 3
1410 | 3
1411 | 3
1412 | 3
1413 | 3
1414 | 3
1415 | 3
1416 | 3
1417 | 3
1418 | 3
1419 | 3
1420 | 3
1421 | 3
1422 | 3
1423 | 3
1424 | 3
1425 | 3
1426 | 3
1427 | 3
1428 | 3
1429 | 3
1430 | 3
1431 | 3
1432 | 3
1433 | 3
1434 | 3
1435 | 3
1436 | 3
1437 | 3
1438 | 3
1439 | 3
1440 | 3
1441 | 3
1442 | 3
1443 | 3
1444 | 3
1445 | 3
1446 | 3
1447 | 3
1448 | 3
1449 | 3
1450 | 3
1451 | 3
1452 | 3
1453 | 3
1454 | 3
1455 | 3
1456 | 3
1457 | 3
1458 | 3
1459 | 3
1460 | 3
1461 | 3
1462 | 3
1463 | 3
1464 | 3
1465 | 3
1466 | 3
1467 | 3
1468 | 3
1469 | 3
1470 | 3
1471 | 3
1472 | 3
1473 | 3
1474 | 3
1475 | 3
1476 | 3
1477 | 3
1478 | 3
1479 | 3
1480 | 3
1481 | 3
1482 | 3
1483 | 3
1484 | 3
1485 | 3
1486 | 3
1487 | 3
1488 | 3
1489 | 4
1490 | 4
1491 | 4
1492 | 4
1493 | 4
1494 | 4
1495 | 4
1496 | 4
1497 | 4
1498 | 4
1499 | 4
1500 | 4
1501 | 4
1502 | 4
1503 | 4
1504 | 4
1505 | 4
1506 | 4
1507 | 4
1508 | 4
1509 | 4
1510 | 4
1511 | 4
1512 | 4
1513 | 2
1514 | 2
1515 | 2
1516 | 2
1517 | 2
1518 | 2
1519 | 2
1520 | 2
1521 | 2
1522 | 2
1523 | 2
1524 | 2
1525 | 2
1526 | 2
1527 | 2
1528 | 2
1529 | 2
1530 | 2
1531 | 2
1532 | 2
1533 | 2
1534 | 2
1535 | 2
1536 | 2
1537 | 1
1538 | 1
1539 | 1
1540 | 1
1541 | 1
1542 | 1
1543 | 1
1544 | 1
1545 | 1
1546 | 1
1547 | 1
1548 | 1
1549 | 1
1550 | 1
1551 | 1
1552 | 1
1553 | 1
1554 | 1
1555 | 1
1556 | 1
1557 | 1
1558 | 1
1559 | 1
1560 | 1
1561 | 3
1562 | 3
1563 | 3
1564 | 3
1565 | 3
1566 | 3
1567 | 3
1568 | 3
1569 | 3
1570 | 3
1571 | 3
1572 | 3
1573 | 3
1574 | 3
1575 | 3
1576 | 3
1577 | 3
1578 | 3
1579 | 3
1580 | 3
1581 | 3
1582 | 3
1583 | 3
1584 | 3
1585 | 5
1586 | 5
1587 | 5
1588 | 5
1589 | 5
1590 | 5
1591 | 5
1592 | 5
1593 | 5
1594 | 5
1595 | 5
1596 | 5
1597 | 5
1598 | 5
1599 | 5
1600 | 5
1601 | 5
1602 | 5
1603 | 5
1604 | 5
1605 | 5
1606 | 5
1607 | 5
1608 | 5
1609 | 4
1610 | 4
1611 | 4
1612 | 4
1613 | 4
1614 | 4
1615 | 4
1616 | 4
1617 | 4
1618 | 4
1619 | 4
1620 | 4
1621 | 4
1622 | 4
1623 | 4
1624 | 4
1625 | 4
1626 | 4
1627 | 4
1628 | 4
1629 | 4
1630 | 4
1631 | 4
1632 | 4
1633 | 4
1634 | 4
1635 | 4
1636 | 4
1637 | 4
1638 | 4
1639 | 4
1640 | 4
1641 | 4
1642 | 4
1643 | 4
1644 | 4
1645 | 4
1646 | 4
1647 | 4
1648 | 4
1649 | 4
1650 | 4
1651 | 4
1652 | 4
1653 | 4
1654 | 4
1655 | 4
1656 | 4
1657 | 3
1658 | 3
1659 | 3
1660 | 3
1661 | 3
1662 | 3
1663 | 3
1664 | 3
1665 | 3
1666 | 3
1667 | 3
1668 | 3
1669 | 3
1670 | 3
1671 | 3
1672 | 3
1673 | 3
1674 | 3
1675 | 3
1676 | 3
1677 | 3
1678 | 3
1679 | 3
1680 | 3
1681 | 2
1682 | 2
1683 | 2
1684 | 2
1685 | 2
1686 | 2
1687 | 2
1688 | 2
1689 | 2
1690 | 2
1691 | 2
1692 | 2
1693 | 2
1694 | 2
1695 | 2
1696 | 2
1697 | 2
1698 | 2
1699 | 2
1700 | 2
1701 | 2
1702 | 2
1703 | 2
1704 | 2
1705 | 1
1706 | 1
1707 | 1
1708 | 1
1709 | 1
1710 | 1
1711 | 1
1712 | 1
1713 | 1
1714 | 1
1715 | 1
1716 | 1
1717 | 1
1718 | 1
1719 | 1
1720 | 1
1721 | 1
1722 | 1
1723 | 1
1724 | 1
1725 | 1
1726 | 1
1727 | 1
1728 | 1
1729 | 3
1730 | 3
1731 | 3
1732 | 3
1733 | 3
1734 | 3
1735 | 3
1736 | 3
1737 | 3
1738 | 3
1739 | 3
1740 | 3
1741 | 3
1742 | 3
1743 | 3
1744 | 3
1745 | 3
1746 | 3
1747 | 3
1748 | 3
1749 | 3
1750 | 3
1751 | 3
1752 | 3
1753 | 3
1754 | 3
1755 | 3
1756 | 3
1757 | 3
1758 | 3
1759 | 3
1760 | 3
1761 | 3
1762 | 3
1763 | 3
1764 | 3
1765 | 3
1766 | 3
1767 | 3
1768 | 3
1769 | 3
1770 | 3
1771 | 3
1772 | 3
1773 | 3
1774 | 3
1775 | 3
1776 | 3
1777 | 3
1778 | 3
1779 | 3
1780 | 3
1781 | 3
1782 | 3
1783 | 3
1784 | 3
1785 | 3
1786 | 3
1787 | 3
1788 | 3
1789 | 3
1790 | 3
1791 | 3
1792 | 3
1793 | 3
1794 | 3
1795 | 3
1796 | 3
1797 | 3
1798 | 3
1799 | 3
1800 | 3
1801 | 6
1802 | 6
1803 | 6
1804 | 6
1805 | 6
1806 | 6
1807 | 6
1808 | 6
1809 | 6
1810 | 6
1811 | 6
1812 | 6
1813 | 6
1814 | 6
1815 | 6
1816 | 6
1817 | 6
1818 | 6
1819 | 6
1820 | 6
1821 | 6
1822 | 6
1823 | 6
1824 | 6
1825 | 3
1826 | 3
1827 | 3
1828 | 3
1829 | 3
1830 | 3
1831 | 3
1832 | 3
1833 | 3
1834 | 3
1835 | 3
1836 | 3
1837 | 3
1838 | 3
1839 | 3
1840 | 3
1841 | 3
1842 | 3
1843 | 3
1844 | 3
1845 | 3
1846 | 3
1847 | 3
1848 | 3
1849 | 1
1850 | 1
1851 | 1
1852 | 1
1853 | 1
1854 | 1
1855 | 1
1856 | 1
1857 | 1
1858 | 1
1859 | 1
1860 | 1
1861 | 1
1862 | 1
1863 | 1
1864 | 1
1865 | 1
1866 | 1
1867 | 1
1868 | 1
1869 | 1
1870 | 1
1871 | 1
1872 | 1
1873 | 1
1874 | 1
1875 | 1
1876 | 1
1877 | 1
1878 | 1
1879 | 1
1880 | 1
1881 | 1
1882 | 1
1883 | 1
1884 | 1
1885 | 1
1886 | 1
1887 | 1
1888 | 1
1889 | 1
1890 | 1
1891 | 1
1892 | 1
1893 | 1
1894 | 1
1895 | 1
1896 | 1
1897 | 3
1898 | 3
1899 | 3
1900 | 3
1901 | 3
1902 | 3
1903 | 3
1904 | 3
1905 | 3
1906 | 3
1907 | 3
1908 | 3
1909 | 3
1910 | 3
1911 | 3
1912 | 3
1913 | 3
1914 | 3
1915 | 3
1916 | 3
1917 | 3
1918 | 3
1919 | 3
1920 | 3
1921 | 6
1922 | 6
1923 | 6
1924 | 6
1925 | 6
1926 | 6
1927 | 6
1928 | 6
1929 | 6
1930 | 6
1931 | 6
1932 | 6
1933 | 6
1934 | 6
1935 | 6
1936 | 6
1937 | 6
1938 | 6
1939 | 6
1940 | 6
1941 | 6
1942 | 6
1943 | 6
1944 | 6
1945 | 6
1946 | 6
1947 | 6
1948 | 6
1949 | 6
1950 | 6
1951 | 6
1952 | 6
1953 | 6
1954 | 6
1955 | 6
1956 | 6
1957 | 6
1958 | 6
1959 | 6
1960 | 6
1961 | 6
1962 | 6
1963 | 6
1964 | 6
1965 | 6
1966 | 6
1967 | 6
1968 | 6
1969 | 3
1970 | 3
1971 | 3
1972 | 3
1973 | 3
1974 | 3
1975 | 3
1976 | 3
1977 | 3
1978 | 3
1979 | 3
1980 | 3
1981 | 3
1982 | 3
1983 | 3
1984 | 3
1985 | 3
1986 | 3
1987 | 3
1988 | 3
1989 | 3
1990 | 3
1991 | 3
1992 | 3
1993 | 3
1994 | 3
1995 | 3
1996 | 3
1997 | 3
1998 | 3
1999 | 3
2000 | 3
2001 | 3
2002 | 3
2003 | 3
2004 | 3
2005 | 3
2006 | 3
2007 | 3
2008 | 3
2009 | 3
2010 | 3
2011 | 3
2012 | 3
2013 | 3
2014 | 3
2015 | 3
2016 | 3
2017 | 1
2018 | 1
2019 | 1
2020 | 1
2021 | 1
2022 | 1
2023 | 1
2024 | 1
2025 | 1
2026 | 1
2027 | 1
2028 | 1
2029 | 1
2030 | 1
2031 | 1
2032 | 1
2033 | 1
2034 | 1
2035 | 1
2036 | 1
2037 | 1
2038 | 1
2039 | 1
2040 | 1
2041 | 1
2042 | 1
2043 | 1
2044 | 1
2045 | 1
2046 | 1
2047 | 1
2048 | 1
2049 | 1
2050 | 1
2051 | 1
2052 | 1
2053 | 1
2054 | 1
2055 | 1
2056 | 1
2057 | 1
2058 | 1
2059 | 1
2060 | 1
2061 | 1
2062 | 1
2063 | 1
2064 | 1
2065 | 6
2066 | 6
2067 | 6
2068 | 6
2069 | 6
2070 | 6
2071 | 6
2072 | 6
2073 | 6
2074 | 6
2075 | 6
2076 | 6
2077 | 6
2078 | 6
2079 | 6
2080 | 6
2081 | 6
2082 | 6
2083 | 6
2084 | 6
2085 | 6
2086 | 6
2087 | 6
2088 | 6
2089 | 3
2090 | 3
2091 | 3
2092 | 3
2093 | 3
2094 | 3
2095 | 3
2096 | 3
2097 | 3
2098 | 3
2099 | 3
2100 | 3
2101 | 3
2102 | 3
2103 | 3
2104 | 3
2105 | 3
2106 | 3
2107 | 3
2108 | 3
2109 | 3
2110 | 3
2111 | 3
2112 | 3
2113 | 6
2114 | 6
2115 | 6
2116 | 6
2117 | 6
2118 | 6
2119 | 6
2120 | 6
2121 | 6
2122 | 6
2123 | 6
2124 | 6
2125 | 6
2126 | 6
2127 | 6
2128 | 6
2129 | 6
2130 | 6
2131 | 6
2132 | 6
2133 | 6
2134 | 6
2135 | 6
2136 | 6
2137 | 6
2138 | 6
2139 | 6
2140 | 6
2141 | 6
2142 | 6
2143 | 6
2144 | 6
2145 | 6
2146 | 6
2147 | 6
2148 | 6
2149 | 6
2150 | 6
2151 | 6
2152 | 6
2153 | 6
2154 | 6
2155 | 6
2156 | 6
2157 | 6
2158 | 6
2159 | 6
2160 | 6
2161 | 3
2162 | 3
2163 | 3
2164 | 3
2165 | 3
2166 | 3
2167 | 3
2168 | 3
2169 | 3
2170 | 3
2171 | 3
2172 | 3
2173 | 3
2174 | 3
2175 | 3
2176 | 3
2177 | 3
2178 | 3
2179 | 3
2180 | 3
2181 | 3
2182 | 3
2183 | 3
2184 | 3
2185 | 1
2186 | 1
2187 | 1
2188 | 1
2189 | 1
2190 | 1
2191 | 1
2192 | 1
2193 | 1
2194 | 1
2195 | 1
2196 | 1
2197 | 1
2198 | 1
2199 | 1
2200 | 1
2201 | 1
2202 | 1
2203 | 1
2204 | 1
2205 | 1
2206 | 1
2207 | 1
2208 | 1
2209 | 1
2210 | 1
2211 | 1
2212 | 1
2213 | 1
2214 | 1
2215 | 1
2216 | 1
2217 | 1
2218 | 1
2219 | 1
2220 | 1
2221 | 1
2222 | 1
2223 | 1
2224 | 1
2225 | 1
2226 | 1
2227 | 1
2228 | 1
2229 | 1
2230 | 1
2231 | 1
2232 | 1
2233 | 6
2234 | 6
2235 | 6
2236 | 6
2237 | 6
2238 | 6
2239 | 6
2240 | 6
2241 | 6
2242 | 6
2243 | 6
2244 | 6
2245 | 6
2246 | 6
2247 | 6
2248 | 6
2249 | 6
2250 | 6
2251 | 6
2252 | 6
2253 | 6
2254 | 6
2255 | 6
2256 | 6
2257 | 7
2258 | 7
2259 | 7
2260 | 7
2261 | 7
2262 | 7
2263 | 7
2264 | 7
2265 | 7
2266 | 7
2267 | 7
2268 | 7
2269 | 7
2270 | 7
2271 | 7
2272 | 7
2273 | 7
2274 | 7
2275 | 7
2276 | 7
2277 | 7
2278 | 7
2279 | 7
2280 | 7
2281 | 6
2282 | 6
2283 | 6
2284 | 6
2285 | 6
2286 | 6
2287 | 6
2288 | 6
2289 | 6
2290 | 6
2291 | 6
2292 | 6
2293 | 6
2294 | 6
2295 | 6
2296 | 6
2297 | 6
2298 | 6
2299 | 6
2300 | 6
2301 | 6
2302 | 6
2303 | 6
2304 | 6
2305 | 6
2306 | 6
2307 | 6
2308 | 6
2309 | 6
2310 | 6
2311 | 6
2312 | 6
2313 | 6
2314 | 6
2315 | 6
2316 | 6
2317 | 6
2318 | 6
2319 | 6
2320 | 6
2321 | 6
2322 | 6
2323 | 6
2324 | 6
2325 | 6
2326 | 6
2327 | 6
2328 | 6
2329 | 6
2330 | 6
2331 | 6
2332 | 6
2333 | 6
2334 | 6
2335 | 6
2336 | 6
2337 | 6
2338 | 6
2339 | 6
2340 | 6
2341 | 6
2342 | 6
2343 | 6
2344 | 6
2345 | 6
2346 | 6
2347 | 6
2348 | 6
2349 | 6
2350 | 6
2351 | 6
2352 | 6
2353 | 8
2354 | 8
2355 | 8
2356 | 8
2357 | 8
2358 | 8
2359 | 8
2360 | 8
2361 | 8
2362 | 8
2363 | 8
2364 | 8
2365 | 8
2366 | 8
2367 | 8
2368 | 8
2369 | 8
2370 | 8
2371 | 8
2372 | 8
2373 | 8
2374 | 8
2375 | 8
2376 | 8
2377 | 8
2378 | 8
2379 | 8
2380 | 8
2381 | 8
2382 | 8
2383 | 8
2384 | 8
2385 | 8
2386 | 8
2387 | 8
2388 | 8
2389 | 8
2390 | 8
2391 | 8
2392 | 8
2393 | 8
2394 | 8
2395 | 8
2396 | 8
2397 | 8
2398 | 8
2399 | 8
2400 | 8
2401 | 7
2402 | 7
2403 | 7
2404 | 7
2405 | 7
2406 | 7
2407 | 7
2408 | 7
2409 | 7
2410 | 7
2411 | 7
2412 | 7
2413 | 7
2414 | 7
2415 | 7
2416 | 7
2417 | 7
2418 | 7
2419 | 7
2420 | 7
2421 | 7
2422 | 7
2423 | 7
2424 | 7
2425 | 6
2426 | 6
2427 | 6
2428 | 6
2429 | 6
2430 | 6
2431 | 6
2432 | 6
2433 | 6
2434 | 6
2435 | 6
2436 | 6
2437 | 6
2438 | 6
2439 | 6
2440 | 6
2441 | 6
2442 | 6
2443 | 6
2444 | 6
2445 | 6
2446 | 6
2447 | 6
2448 | 6
2449 | 6
2450 | 6
2451 | 6
2452 | 6
2453 | 6
2454 | 6
2455 | 6
2456 | 6
2457 | 6
2458 | 6
2459 | 6
2460 | 6
2461 | 6
2462 | 6
2463 | 6
2464 | 6
2465 | 6
2466 | 6
2467 | 6
2468 | 6
2469 | 6
2470 | 6
2471 | 6
2472 | 6
2473 | 6
2474 | 6
2475 | 6
2476 | 6
2477 | 6
2478 | 6
2479 | 6
2480 | 6
2481 | 6
2482 | 6
2483 | 6
2484 | 6
2485 | 6
2486 | 6
2487 | 6
2488 | 6
2489 | 6
2490 | 6
2491 | 6
2492 | 6
2493 | 6
2494 | 6
2495 | 6
2496 | 6
2497 | 6
2498 | 6
2499 | 6
2500 | 6
2501 | 6
2502 | 6
2503 | 6
2504 | 6
2505 | 6
2506 | 6
2507 | 6
2508 | 6
2509 | 6
2510 | 6
2511 | 6
2512 | 6
2513 | 6
2514 | 6
2515 | 6
2516 | 6
2517 | 6
2518 | 6
2519 | 6
2520 | 6
2521 | 1
2522 | 1
2523 | 1
2524 | 1
2525 | 1
2526 | 1
2527 | 1
2528 | 1
2529 | 1
2530 | 1
2531 | 1
2532 | 1
2533 | 1
2534 | 1
2535 | 1
2536 | 1
2537 | 1
2538 | 1
2539 | 1
2540 | 1
2541 | 1
2542 | 1
2543 | 1
2544 | 1
2545 | 1
2546 | 1
2547 | 1
2548 | 1
2549 | 1
2550 | 1
2551 | 1
2552 | 1
2553 | 1
2554 | 1
2555 | 1
2556 | 1
2557 | 1
2558 | 1
2559 | 1
2560 | 1
2561 | 1
2562 | 1
2563 | 1
2564 | 1
2565 | 1
2566 | 1
2567 | 1
2568 | 1
2569 | 6
2570 | 6
2571 | 6
2572 | 6
2573 | 6
2574 | 6
2575 | 6
2576 | 6
2577 | 6
2578 | 6
2579 | 6
2580 | 6
2581 | 6
2582 | 6
2583 | 6
2584 | 6
2585 | 6
2586 | 6
2587 | 6
2588 | 6
2589 | 6
2590 | 6
2591 | 6
2592 | 6
2593 | 3
2594 | 3
2595 | 3
2596 | 3
2597 | 3
2598 | 3
2599 | 3
2600 | 3
2601 | 3
2602 | 3
2603 | 3
2604 | 3
2605 | 3
2606 | 3
2607 | 3
2608 | 3
2609 | 3
2610 | 3
2611 | 3
2612 | 3
2613 | 3
2614 | 3
2615 | 3
2616 | 3
2617 | 6
2618 | 6
2619 | 6
2620 | 6
2621 | 6
2622 | 6
2623 | 6
2624 | 6
2625 | 6
2626 | 6
2627 | 6
2628 | 6
2629 | 6
2630 | 6
2631 | 6
2632 | 6
2633 | 6
2634 | 6
2635 | 6
2636 | 6
2637 | 6
2638 | 6
2639 | 6
2640 | 6
2641 | 3
2642 | 3
2643 | 3
2644 | 3
2645 | 3
2646 | 3
2647 | 3
2648 | 3
2649 | 3
2650 | 3
2651 | 3
2652 | 3
2653 | 3
2654 | 3
2655 | 3
2656 | 3
2657 | 3
2658 | 3
2659 | 3
2660 | 3
2661 | 3
2662 | 3
2663 | 3
2664 | 3
2665 | 6
2666 | 6
2667 | 6
2668 | 6
2669 | 6
2670 | 6
2671 | 6
2672 | 6
2673 | 6
2674 | 6
2675 | 6
2676 | 6
2677 | 6
2678 | 6
2679 | 6
2680 | 6
2681 | 6
2682 | 6
2683 | 6
2684 | 6
2685 | 6
2686 | 6
2687 | 6
2688 | 6
2689 | 1
2690 | 1
2691 | 1
2692 | 1
2693 | 1
2694 | 1
2695 | 1
2696 | 1
2697 | 1
2698 | 1
2699 | 1
2700 | 1
2701 | 1
2702 | 1
2703 | 1
2704 | 1
2705 | 1
2706 | 1
2707 | 1
2708 | 1
2709 | 1
2710 | 1
2711 | 1
2712 | 1
2713 | 1
2714 | 1
2715 | 1
2716 | 1
2717 | 1
2718 | 1
2719 | 1
2720 | 1
2721 | 1
2722 | 1
2723 | 1
2724 | 1
2725 | 1
2726 | 1
2727 | 1
2728 | 1
2729 | 1
2730 | 1
2731 | 1
2732 | 1
2733 | 1
2734 | 1
2735 | 1
2736 | 1
2737 | 6
2738 | 6
2739 | 6
2740 | 6
2741 | 6
2742 | 6
2743 | 6
2744 | 6
2745 | 6
2746 | 6
2747 | 6
2748 | 6
2749 | 6
2750 | 6
2751 | 6
2752 | 6
2753 | 6
2754 | 6
2755 | 6
2756 | 6
2757 | 6
2758 | 6
2759 | 6
2760 | 6
2761 | 6
2762 | 6
2763 | 6
2764 | 6
2765 | 6
2766 | 6
2767 | 6
2768 | 6
2769 | 6
2770 | 6
2771 | 6
2772 | 6
2773 | 6
2774 | 6
2775 | 6
2776 | 6
2777 | 6
2778 | 6
2779 | 6
2780 | 6
2781 | 6
2782 | 6
2783 | 6
2784 | 6
2785 | 6
2786 | 6
2787 | 6
2788 | 6
2789 | 6
2790 | 6
2791 | 6
2792 | 6
2793 | 6
2794 | 6
2795 | 6
2796 | 6
2797 | 6
2798 | 6
2799 | 6
2800 | 6
2801 | 6
2802 | 6
2803 | 6
2804 | 6
2805 | 6
2806 | 6
2807 | 6
2808 | 6
2809 | 6
2810 | 6
2811 | 6
2812 | 6
2813 | 6
2814 | 6
2815 | 6
2816 | 6
2817 | 6
2818 | 6
2819 | 6
2820 | 6
2821 | 6
2822 | 6
2823 | 6
2824 | 6
2825 | 6
2826 | 6
2827 | 6
2828 | 6
2829 | 6
2830 | 6
2831 | 6
2832 | 6
2833 | 3
2834 | 3
2835 | 3
2836 | 3
2837 | 3
2838 | 3
2839 | 3
2840 | 3
2841 | 3
2842 | 3
2843 | 3
2844 | 3
2845 | 3
2846 | 3
2847 | 3
2848 | 3
2849 | 3
2850 | 3
2851 | 3
2852 | 3
2853 | 3
2854 | 3
2855 | 3
2856 | 3
2857 | 2
2858 | 2
2859 | 2
2860 | 2
2861 | 2
2862 | 2
2863 | 2
2864 | 2
2865 | 2
2866 | 2
2867 | 2
2868 | 2
2869 | 2
2870 | 2
2871 | 2
2872 | 2
2873 | 2
2874 | 2
2875 | 2
2876 | 2
2877 | 2
2878 | 2
2879 | 2
2880 | 2
2881 | 1
2882 | 1
2883 | 1
2884 | 1
2885 | 1
2886 | 1
2887 | 1
2888 | 1
2889 | 1
2890 | 1
2891 | 1
2892 | 1
2893 | 1
2894 | 1
2895 | 1
2896 | 1
2897 | 1
2898 | 1
2899 | 1
2900 | 1
2901 | 1
2902 | 1
2903 | 1
2904 | 1
2905 | 7
2906 | 7
2907 | 7
2908 | 7
2909 | 7
2910 | 7
2911 | 7
2912 | 7
2913 | 7
2914 | 7
2915 | 7
2916 | 7
2917 | 7
2918 | 7
2919 | 7
2920 | 7
2921 | 7
2922 | 7
2923 | 7
2924 | 7
2925 | 7
2926 | 7
2927 | 7
2928 | 7
2929 | 6
2930 | 6
2931 | 6
2932 | 6
2933 | 6
2934 | 6
2935 | 6
2936 | 6
2937 | 6
2938 | 6
2939 | 6
2940 | 6
2941 | 6
2942 | 6
2943 | 6
2944 | 6
2945 | 6
2946 | 6
2947 | 6
2948 | 6
2949 | 6
2950 | 6
2951 | 6
2952 | 6
2953 | 9
2954 | 9
2955 | 9
2956 | 9
2957 | 9
2958 | 9
2959 | 9
2960 | 9
2961 | 9
2962 | 9
2963 | 9
2964 | 9
2965 | 9
2966 | 9
2967 | 9
2968 | 9
2969 | 9
2970 | 9
2971 | 9
2972 | 9
2973 | 9
2974 | 9
2975 | 9
2976 | 9
2977 | 7
2978 | 7
2979 | 7
2980 | 7
2981 | 7
2982 | 7
2983 | 7
2984 | 7
2985 | 7
2986 | 7
2987 | 7
2988 | 7
2989 | 7
2990 | 7
2991 | 7
2992 | 7
2993 | 7
2994 | 7
2995 | 7
2996 | 7
2997 | 7
2998 | 7
2999 | 7
3000 | 7
3001 | 7
3002 | 7
3003 | 7
3004 | 7
3005 | 7
3006 | 7
3007 | 7
3008 | 7
3009 | 7
3010 | 7
3011 | 7
3012 | 7
3013 | 7
3014 | 7
3015 | 7
3016 | 7
3017 | 7
3018 | 7
3019 | 7
3020 | 7
3021 | 7
3022 | 7
3023 | 7
3024 | 7
3025 | 1
3026 | 1
3027 | 1
3028 | 1
3029 | 1
3030 | 1
3031 | 1
3032 | 1
3033 | 1
3034 | 1
3035 | 1
3036 | 1
3037 | 1
3038 | 1
3039 | 1
3040 | 1
3041 | 1
3042 | 1
3043 | 1
3044 | 1
3045 | 1
3046 | 1
3047 | 1
3048 | 1
3049 | 1
3050 | 1
3051 | 1
3052 | 1
3053 | 1
3054 | 1
3055 | 1
3056 | 1
3057 | 1
3058 | 1
3059 | 1
3060 | 1
3061 | 1
3062 | 1
3063 | 1
3064 | 1
3065 | 1
3066 | 1
3067 | 1
3068 | 1
3069 | 1
3070 | 1
3071 | 1
3072 | 1
3073 | 6
3074 | 6
3075 | 6
3076 | 6
3077 | 6
3078 | 6
3079 | 6
3080 | 6
3081 | 6
3082 | 6
3083 | 6
3084 | 6
3085 | 6
3086 | 6
3087 | 6
3088 | 6
3089 | 6
3090 | 6
3091 | 6
3092 | 6
3093 | 6
3094 | 6
3095 | 6
3096 | 6
3097 | 7
3098 | 7
3099 | 7
3100 | 7
3101 | 7
3102 | 7
3103 | 7
3104 | 7
3105 | 7
3106 | 7
3107 | 7
3108 | 7
3109 | 7
3110 | 7
3111 | 7
3112 | 7
3113 | 7
3114 | 7
3115 | 7
3116 | 7
3117 | 7
3118 | 7
3119 | 7
3120 | 7
3121 | 6
3122 | 6
3123 | 6
3124 | 6
3125 | 6
3126 | 6
3127 | 6
3128 | 6
3129 | 6
3130 | 6
3131 | 6
3132 | 6
3133 | 6
3134 | 6
3135 | 6
3136 | 6
3137 | 6
3138 | 6
3139 | 6
3140 | 6
3141 | 6
3142 | 6
3143 | 6
3144 | 6
3145 | 6
3146 | 6
3147 | 6
3148 | 6
3149 | 6
3150 | 6
3151 | 6
3152 | 6
3153 | 6
3154 | 6
3155 | 6
3156 | 6
3157 | 6
3158 | 6
3159 | 6
3160 | 6
3161 | 6
3162 | 6
3163 | 6
3164 | 6
3165 | 6
3166 | 6
3167 | 6
3168 | 6
3169 | 7
3170 | 7
3171 | 7
3172 | 7
3173 | 7
3174 | 7
3175 | 7
3176 | 7
3177 | 7
3178 | 7
3179 | 7
3180 | 7
3181 | 7
3182 | 7
3183 | 7
3184 | 7
3185 | 7
3186 | 7
3187 | 7
3188 | 7
3189 | 7
3190 | 7
3191 | 7
3192 | 7
3193 | 1
3194 | 1
3195 | 1
3196 | 1
3197 | 1
3198 | 1
3199 | 1
3200 | 1
3201 | 1
3202 | 1
3203 | 1
3204 | 1
3205 | 1
3206 | 1
3207 | 1
3208 | 1
3209 | 1
3210 | 1
3211 | 1
3212 | 1
3213 | 1
3214 | 1
3215 | 1
3216 | 1
3217 | 1
3218 | 1
3219 | 1
3220 | 1
3221 | 1
3222 | 1
3223 | 1
3224 | 1
3225 | 1
3226 | 1
3227 | 1
3228 | 1
3229 | 1
3230 | 1
3231 | 1
3232 | 1
3233 | 1
3234 | 1
3235 | 1
3236 | 1
3237 | 1
3238 | 1
3239 | 1
3240 | 1
3241 | 7
3242 | 7
3243 | 7
3244 | 7
3245 | 7
3246 | 7
3247 | 7
3248 | 7
3249 | 7
3250 | 7
3251 | 7
3252 | 7
3253 | 7
3254 | 7
3255 | 7
3256 | 7
3257 | 7
3258 | 7
3259 | 7
3260 | 7
3261 | 7
3262 | 7
3263 | 7
3264 | 7
3265 | 7
3266 | 7
3267 | 7
3268 | 7
3269 | 7
3270 | 7
3271 | 7
3272 | 7
3273 | 7
3274 | 7
3275 | 7
3276 | 7
3277 | 7
3278 | 7
3279 | 7
3280 | 7
3281 | 7
3282 | 7
3283 | 7
3284 | 7
3285 | 7
3286 | 7
3287 | 7
3288 | 7
3289 | 6
3290 | 6
3291 | 6
3292 | 6
3293 | 6
3294 | 6
3295 | 6
3296 | 6
3297 | 6
3298 | 6
3299 | 6
3300 | 6
3301 | 6
3302 | 6
3303 | 6
3304 | 6
3305 | 6
3306 | 6
3307 | 6
3308 | 6
3309 | 6
3310 | 6
3311 | 6
3312 | 6
3313 | 6
3314 | 6
3315 | 6
3316 | 6
3317 | 6
3318 | 6
3319 | 6
3320 | 6
3321 | 6
3322 | 6
3323 | 6
3324 | 6
3325 | 6
3326 | 6
3327 | 6
3328 | 6
3329 | 6
3330 | 6
3331 | 6
3332 | 6
3333 | 6
3334 | 6
3335 | 6
3336 | 6
3337 | 9
3338 | 9
3339 | 9
3340 | 9
3341 | 9
3342 | 9
3343 | 9
3344 | 9
3345 | 9
3346 | 9
3347 | 9
3348 | 9
3349 | 9
3350 | 9
3351 | 9
3352 | 9
3353 | 9
3354 | 9
3355 | 9
3356 | 9
3357 | 9
3358 | 9
3359 | 9
3360 | 9
3361 | 8
3362 | 8
3363 | 8
3364 | 8
3365 | 8
3366 | 8
3367 | 8
3368 | 8
3369 | 8
3370 | 8
3371 | 8
3372 | 8
3373 | 8
3374 | 8
3375 | 8
3376 | 8
3377 | 8
3378 | 8
3379 | 8
3380 | 8
3381 | 8
3382 | 8
3383 | 8
3384 | 8
3385 | 8
3386 | 8
3387 | 8
3388 | 8
3389 | 8
3390 | 8
3391 | 8
3392 | 8
3393 | 8
3394 | 8
3395 | 8
3396 | 8
3397 | 8
3398 | 8
3399 | 8
3400 | 8
3401 | 8
3402 | 8
3403 | 8
3404 | 8
3405 | 8
3406 | 8
3407 | 8
3408 | 8
3409 | 7
3410 | 7
3411 | 7
3412 | 7
3413 | 7
3414 | 7
3415 | 7
3416 | 7
3417 | 7
3418 | 7
3419 | 7
3420 | 7
3421 | 7
3422 | 7
3423 | 7
3424 | 7
3425 | 7
3426 | 7
3427 | 7
3428 | 7
3429 | 7
3430 | 7
3431 | 7
3432 | 7
3433 | 7
3434 | 7
3435 | 7
3436 | 7
3437 | 7
3438 | 7
3439 | 7
3440 | 7
3441 | 7
3442 | 7
3443 | 7
3444 | 7
3445 | 7
3446 | 7
3447 | 7
3448 | 7
3449 | 7
3450 | 7
3451 | 7
3452 | 7
3453 | 7
3454 | 7
3455 | 7
3456 | 7
3457 | 7
3458 | 7
3459 | 7
3460 | 7
3461 | 7
3462 | 7
3463 | 7
3464 | 7
3465 | 7
3466 | 7
3467 | 7
3468 | 7
3469 | 7
3470 | 7
3471 | 7
3472 | 7
3473 | 7
3474 | 7
3475 | 7
3476 | 7
3477 | 7
3478 | 7
3479 | 7
3480 | 7
3481 | 9
3482 | 9
3483 | 9
3484 | 9
3485 | 9
3486 | 9
3487 | 9
3488 | 9
3489 | 9
3490 | 9
3491 | 9
3492 | 9
3493 | 9
3494 | 9
3495 | 9
3496 | 9
3497 | 9
3498 | 9
3499 | 9
3500 | 9
3501 | 9
3502 | 9
3503 | 9
3504 | 9
3505 | 9
3506 | 9
3507 | 9
3508 | 9
3509 | 9
3510 | 9
3511 | 9
3512 | 9
3513 | 9
3514 | 9
3515 | 9
3516 | 9
3517 | 9
3518 | 9
3519 | 9
3520 | 9
3521 | 9
3522 | 9
3523 | 9
3524 | 9
3525 | 9
3526 | 9
3527 | 9
3528 | 9
3529 | 8
3530 | 8
3531 | 8
3532 | 8
3533 | 8
3534 | 8
3535 | 8
3536 | 8
3537 | 8
3538 | 8
3539 | 8
3540 | 8
3541 | 8
3542 | 8
3543 | 8
3544 | 8
3545 | 8
3546 | 8
3547 | 8
3548 | 8
3549 | 8
3550 | 8
3551 | 8
3552 | 8
3553 | 8
3554 | 8
3555 | 8
3556 | 8
3557 | 8
3558 | 8
3559 | 8
3560 | 8
3561 | 8
3562 | 8
3563 | 8
3564 | 8
3565 | 8
3566 | 8
3567 | 8
3568 | 8
3569 | 8
3570 | 8
3571 | 8
3572 | 8
3573 | 8
3574 | 8
3575 | 8
3576 | 8
3577 | 9
3578 | 9
3579 | 9
3580 | 9
3581 | 9
3582 | 9
3583 | 9
3584 | 9
3585 | 9
3586 | 9
3587 | 9
3588 | 9
3589 | 9
3590 | 9
3591 | 9
3592 | 9
3593 | 9
3594 | 9
3595 | 9
3596 | 9
3597 | 9
3598 | 9
3599 | 9
3600 | 9
3601 | 9
3602 | 9
3603 | 9
3604 | 9
3605 | 9
3606 | 9
3607 | 9
3608 | 9
3609 | 9
3610 | 9
3611 | 9
3612 | 9
3613 | 9
3614 | 9
3615 | 9
3616 | 9
3617 | 9
3618 | 9
3619 | 9
3620 | 9
3621 | 9
3622 | 9
3623 | 9
3624 | 9
3625 | 10
3626 | 10
3627 | 10
3628 | 10
3629 | 10
3630 | 10
3631 | 10
3632 | 10
3633 | 10
3634 | 10
3635 | 10
3636 | 10
3637 | 10
3638 | 10
3639 | 10
3640 | 10
3641 | 10
3642 | 10
3643 | 10
3644 | 10
3645 | 10
3646 | 10
3647 | 10
3648 | 10
3649 | 9
3650 | 9
3651 | 9
3652 | 9
3653 | 9
3654 | 9
3655 | 9
3656 | 9
3657 | 9
3658 | 9
3659 | 9
3660 | 9
3661 | 9
3662 | 9
3663 | 9
3664 | 9
3665 | 9
3666 | 9
3667 | 9
3668 | 9
3669 | 9
3670 | 9
3671 | 9
3672 | 9
3673 | 7
3674 | 7
3675 | 7
3676 | 7
3677 | 7
3678 | 7
3679 | 7
3680 | 7
3681 | 7
3682 | 7
3683 | 7
3684 | 7
3685 | 7
3686 | 7
3687 | 7
3688 | 7
3689 | 7
3690 | 7
3691 | 7
3692 | 7
3693 | 7
3694 | 7
3695 | 7
3696 | 7
3697 | 8
3698 | 8
3699 | 8
3700 | 8
3701 | 8
3702 | 8
3703 | 8
3704 | 8
3705 | 8
3706 | 8
3707 | 8
3708 | 8
3709 | 8
3710 | 8
3711 | 8
3712 | 8
3713 | 8
3714 | 8
3715 | 8
3716 | 8
3717 | 8
3718 | 8
3719 | 8
3720 | 8
3721 | 1
3722 | 1
3723 | 1
3724 | 1
3725 | 1
3726 | 1
3727 | 1
3728 | 1
3729 | 1
3730 | 1
3731 | 1
3732 | 1
3733 | 1
3734 | 1
3735 | 1
3736 | 1
3737 | 1
3738 | 1
3739 | 1
3740 | 1
3741 | 1
3742 | 1
3743 | 1
3744 | 1
3745 | 9
3746 | 9
3747 | 9
3748 | 9
3749 | 9
3750 | 9
3751 | 9
3752 | 9
3753 | 9
3754 | 9
3755 | 9
3756 | 9
3757 | 9
3758 | 9
3759 | 9
3760 | 9
3761 | 9
3762 | 9
3763 | 9
3764 | 9
3765 | 9
3766 | 9
3767 | 9
3768 | 9
3769 | 9
3770 | 9
3771 | 9
3772 | 9
3773 | 9
3774 | 9
3775 | 9
3776 | 9
3777 | 9
3778 | 9
3779 | 9
3780 | 9
3781 | 9
3782 | 9
3783 | 9
3784 | 9
3785 | 9
3786 | 9
3787 | 9
3788 | 9
3789 | 9
3790 | 9
3791 | 9
3792 | 9
3793 | 6
3794 | 6
3795 | 6
3796 | 6
3797 | 6
3798 | 6
3799 | 6
3800 | 6
3801 | 6
3802 | 6
3803 | 6
3804 | 6
3805 | 6
3806 | 6
3807 | 6
3808 | 6
3809 | 6
3810 | 6
3811 | 6
3812 | 6
3813 | 6
3814 | 6
3815 | 6
3816 | 6
3817 | 6
3818 | 6
3819 | 6
3820 | 6
3821 | 6
3822 | 6
3823 | 6
3824 | 6
3825 | 6
3826 | 6
3827 | 6
3828 | 6
3829 | 6
3830 | 6
3831 | 6
3832 | 6
3833 | 6
3834 | 6
3835 | 6
3836 | 6
3837 | 6
3838 | 6
3839 | 6
3840 | 6
3841 | 6
3842 | 6
3843 | 6
3844 | 6
3845 | 6
3846 | 6
3847 | 6
3848 | 6
3849 | 6
3850 | 6
3851 | 6
3852 | 6
3853 | 6
3854 | 6
3855 | 6
3856 | 6
3857 | 6
3858 | 6
3859 | 6
3860 | 6
3861 | 6
3862 | 6
3863 | 6
3864 | 6
3865 | 8
3866 | 8
3867 | 8
3868 | 8
3869 | 8
3870 | 8
3871 | 8
3872 | 8
3873 | 8
3874 | 8
3875 | 8
3876 | 8
3877 | 8
3878 | 8
3879 | 8
3880 | 8
3881 | 8
3882 | 8
3883 | 8
3884 | 8
3885 | 8
3886 | 8
3887 | 8
3888 | 8
3889 | 8
3890 | 8
3891 | 8
3892 | 8
3893 | 8
3894 | 8
3895 | 8
3896 | 8
3897 | 8
3898 | 8
3899 | 8
3900 | 8
3901 | 8
3902 | 8
3903 | 8
3904 | 8
3905 | 8
3906 | 8
3907 | 8
3908 | 8
3909 | 8
3910 | 8
3911 | 8
3912 | 8
3913 | 10
3914 | 10
3915 | 10
3916 | 10
3917 | 10
3918 | 10
3919 | 10
3920 | 10
3921 | 10
3922 | 10
3923 | 10
3924 | 10
3925 | 10
3926 | 10
3927 | 10
3928 | 10
3929 | 10
3930 | 10
3931 | 10
3932 | 10
3933 | 10
3934 | 10
3935 | 10
3936 | 10
3937 | 10
3938 | 10
3939 | 10
3940 | 10
3941 | 10
3942 | 10
3943 | 10
3944 | 10
3945 | 10
3946 | 10
3947 | 10
3948 | 10
3949 | 10
3950 | 10
3951 | 10
3952 | 10
3953 | 10
3954 | 10
3955 | 10
3956 | 10
3957 | 10
3958 | 10
3959 | 10
3960 | 10
3961 | 7
3962 | 7
3963 | 7
3964 | 7
3965 | 7
3966 | 7
3967 | 7
3968 | 7
3969 | 7
3970 | 7
3971 | 7
3972 | 7
3973 | 7
3974 | 7
3975 | 7
3976 | 7
3977 | 7
3978 | 7
3979 | 7
3980 | 7
3981 | 7
3982 | 7
3983 | 7
3984 | 7
3985 | 7
3986 | 7
3987 | 7
3988 | 7
3989 | 7
3990 | 7
3991 | 7
3992 | 7
3993 | 7
3994 | 7
3995 | 7
3996 | 7
3997 | 7
3998 | 7
3999 | 7
4000 | 7
4001 | 7
4002 | 7
4003 | 7
4004 | 7
4005 | 7
4006 | 7
4007 | 7
4008 | 7
4009 | 7
4010 | 7
4011 | 7
4012 | 7
4013 | 7
4014 | 7
4015 | 7
4016 | 7
4017 | 7
4018 | 7
4019 | 7
4020 | 7
4021 | 7
4022 | 7
4023 | 7
4024 | 7
4025 | 7
4026 | 7
4027 | 7
4028 | 7
4029 | 7
4030 | 7
4031 | 7
4032 | 7
4033 | 8
4034 | 8
4035 | 8
4036 | 8
4037 | 8
4038 | 8
4039 | 8
4040 | 8
4041 | 8
4042 | 8
4043 | 8
4044 | 8
4045 | 8
4046 | 8
4047 | 8
4048 | 8
4049 | 8
4050 | 8
4051 | 8
4052 | 8
4053 | 8
4054 | 8
4055 | 8
4056 | 8
4057 | 8
4058 | 8
4059 | 8
4060 | 8
4061 | 8
4062 | 8
4063 | 8
4064 | 8
4065 | 8
4066 | 8
4067 | 8
4068 | 8
4069 | 8
4070 | 8
4071 | 8
4072 | 8
4073 | 8
4074 | 8
4075 | 8
4076 | 8
4077 | 8
4078 | 8
4079 | 8
4080 | 8
4081 | 10
4082 | 10
4083 | 10
4084 | 10
4085 | 10
4086 | 10
4087 | 10
4088 | 10
4089 | 10
4090 | 10
4091 | 10
4092 | 10
4093 | 10
4094 | 10
4095 | 10
4096 | 10
4097 | 10
4098 | 10
4099 | 10
4100 | 10
4101 | 10
4102 | 10
4103 | 10
4104 | 10
4105 | 9
4106 | 9
4107 | 9
4108 | 9
4109 | 9
4110 | 9
4111 | 9
4112 | 9
4113 | 9
4114 | 9
4115 | 9
4116 | 9
4117 | 9
4118 | 9
4119 | 9
4120 | 9
4121 | 9
4122 | 9
4123 | 9
4124 | 9
4125 | 9
4126 | 9
4127 | 9
4128 | 9
4129 | 9
4130 | 9
4131 | 9
4132 | 9
4133 | 9
4134 | 9
4135 | 9
4136 | 9
4137 | 9
4138 | 9
4139 | 9
4140 | 9
4141 | 9
4142 | 9
4143 | 9
4144 | 9
4145 | 9
4146 | 9
4147 | 9
4148 | 9
4149 | 9
4150 | 9
4151 | 9
4152 | 9
4153 | 9
4154 | 9
4155 | 9
4156 | 9
4157 | 9
4158 | 9
4159 | 9
4160 | 9
4161 | 9
4162 | 9
4163 | 9
4164 | 9
4165 | 9
4166 | 9
4167 | 9
4168 | 9
4169 | 9
4170 | 9
4171 | 9
4172 | 9
4173 | 9
4174 | 9
4175 | 9
4176 | 9
4177 | 9
4178 | 9
4179 | 9
4180 | 9
4181 | 9
4182 | 9
4183 | 9
4184 | 9
4185 | 9
4186 | 9
4187 | 9
4188 | 9
4189 | 9
4190 | 9
4191 | 9
4192 | 9
4193 | 9
4194 | 9
4195 | 9
4196 | 9
4197 | 9
4198 | 9
4199 | 9
4200 | 9
4201 | 8
4202 | 8
4203 | 8
4204 | 8
4205 | 8
4206 | 8
4207 | 8
4208 | 8
4209 | 8
4210 | 8
4211 | 8
4212 | 8
4213 | 8
4214 | 8
4215 | 8
4216 | 8
4217 | 8
4218 | 8
4219 | 8
4220 | 8
4221 | 8
4222 | 8
4223 | 8
4224 | 8
4225 | 8
4226 | 8
4227 | 8
4228 | 8
4229 | 8
4230 | 8
4231 | 8
4232 | 8
4233 | 8
4234 | 8
4235 | 8
4236 | 8
4237 | 8
4238 | 8
4239 | 8
4240 | 8
4241 | 8
4242 | 8
4243 | 8
4244 | 8
4245 | 8
4246 | 8
4247 | 8
4248 | 8
4249 | 7
4250 | 7
4251 | 7
4252 | 7
4253 | 7
4254 | 7
4255 | 7
4256 | 7
4257 | 7
4258 | 7
4259 | 7
4260 | 7
4261 | 7
4262 | 7
4263 | 7
4264 | 7
4265 | 7
4266 | 7
4267 | 7
4268 | 7
4269 | 7
4270 | 7
4271 | 7
4272 | 7
4273 | 9
4274 | 9
4275 | 9
4276 | 9
4277 | 9
4278 | 9
4279 | 9
4280 | 9
4281 | 9
4282 | 9
4283 | 9
4284 | 9
4285 | 9
4286 | 9
4287 | 9
4288 | 9
4289 | 9
4290 | 9
4291 | 9
4292 | 9
4293 | 9
4294 | 9
4295 | 9
4296 | 9
4297 | 7
4298 | 7
4299 | 7
4300 | 7
4301 | 7
4302 | 7
4303 | 7
4304 | 7
4305 | 7
4306 | 7
4307 | 7
4308 | 7
4309 | 7
4310 | 7
4311 | 7
4312 | 7
4313 | 7
4314 | 7
4315 | 7
4316 | 7
4317 | 7
4318 | 7
4319 | 7
4320 | 7
4321 | 10
4322 | 10
4323 | 10
4324 | 10
4325 | 10
4326 | 10
4327 | 10
4328 | 10
4329 | 10
4330 | 10
4331 | 10
4332 | 10
4333 | 10
4334 | 10
4335 | 10
4336 | 10
4337 | 10
4338 | 10
4339 | 10
4340 | 10
4341 | 10
4342 | 10
4343 | 10
4344 | 10
4345 | 9
4346 | 9
4347 | 9
4348 | 9
4349 | 9
4350 | 9
4351 | 9
4352 | 9
4353 | 9
4354 | 9
4355 | 9
4356 | 9
4357 | 9
4358 | 9
4359 | 9
4360 | 9
4361 | 9
4362 | 9
4363 | 9
4364 | 9
4365 | 9
4366 | 9
4367 | 9
4368 | 9
4369 | 8
4370 | 8
4371 | 8
4372 | 8
4373 | 8
4374 | 8
4375 | 8
4376 | 8
4377 | 8
4378 | 8
4379 | 8
4380 | 8
4381 | 8
4382 | 8
4383 | 8
4384 | 8
4385 | 8
4386 | 8
4387 | 8
4388 | 8
4389 | 8
4390 | 8
4391 | 8
4392 | 8
4393 | 8
4394 | 8
4395 | 8
4396 | 8
4397 | 8
4398 | 8
4399 | 8
4400 | 8
4401 | 8
4402 | 8
4403 | 8
4404 | 8
4405 | 8
4406 | 8
4407 | 8
4408 | 8
4409 | 8
4410 | 8
4411 | 8
4412 | 8
4413 | 8
4414 | 8
4415 | 8
4416 | 8
4417 | 7
4418 | 7
4419 | 7
4420 | 7
4421 | 7
4422 | 7
4423 | 7
4424 | 7
4425 | 7
4426 | 7
4427 | 7
4428 | 7
4429 | 7
4430 | 7
4431 | 7
4432 | 7
4433 | 7
4434 | 7
4435 | 7
4436 | 7
4437 | 7
4438 | 7
4439 | 7
4440 | 7
4441 | 7
4442 | 7
4443 | 7
4444 | 7
4445 | 7
4446 | 7
4447 | 7
4448 | 7
4449 | 7
4450 | 7
4451 | 7
4452 | 7
4453 | 7
4454 | 7
4455 | 7
4456 | 7
4457 | 7
4458 | 7
4459 | 7
4460 | 7
4461 | 7
4462 | 7
4463 | 7
4464 | 7
4465 | 9
4466 | 9
4467 | 9
4468 | 9
4469 | 9
4470 | 9
4471 | 9
4472 | 9
4473 | 9
4474 | 9
4475 | 9
4476 | 9
4477 | 9
4478 | 9
4479 | 9
4480 | 9
4481 | 9
4482 | 9
4483 | 9
4484 | 9
4485 | 9
4486 | 9
4487 | 9
4488 | 9
4489 | 7
4490 | 7
4491 | 7
4492 | 7
4493 | 7
4494 | 7
4495 | 7
4496 | 7
4497 | 7
4498 | 7
4499 | 7
4500 | 7
4501 | 7
4502 | 7
4503 | 7
4504 | 7
4505 | 7
4506 | 7
4507 | 7
4508 | 7
4509 | 7
4510 | 7
4511 | 7
4512 | 7
4513 | 9
4514 | 9
4515 | 9
4516 | 9
4517 | 9
4518 | 9
4519 | 9
4520 | 9
4521 | 9
4522 | 9
4523 | 9
4524 | 9
4525 | 9
4526 | 9
4527 | 9
4528 | 9
4529 | 9
4530 | 9
4531 | 9
4532 | 9
4533 | 9
4534 | 9
4535 | 9
4536 | 9
4537 | 8
4538 | 8
4539 | 8
4540 | 8
4541 | 8
4542 | 8
4543 | 8
4544 | 8
4545 | 8
4546 | 8
4547 | 8
4548 | 8
4549 | 8
4550 | 8
4551 | 8
4552 | 8
4553 | 8
4554 | 8
4555 | 8
4556 | 8
4557 | 8
4558 | 8
4559 | 8
4560 | 8
4561 | 8
4562 | 8
4563 | 8
4564 | 8
4565 | 8
4566 | 8
4567 | 8
4568 | 8
4569 | 8
4570 | 8
4571 | 8
4572 | 8
4573 | 8
4574 | 8
4575 | 8
4576 | 8
4577 | 8
4578 | 8
4579 | 8
4580 | 8
4581 | 8
4582 | 8
4583 | 8
4584 | 8
4585 | 10
4586 | 10
4587 | 10
4588 | 10
4589 | 10
4590 | 10
4591 | 10
4592 | 10
4593 | 10
4594 | 10
4595 | 10
4596 | 10
4597 | 10
4598 | 10
4599 | 10
4600 | 10
4601 | 10
4602 | 10
4603 | 10
4604 | 10
4605 | 10
4606 | 10
4607 | 10
4608 | 10
4609 | 10
4610 | 10
4611 | 10
4612 | 10
4613 | 10
4614 | 10
4615 | 10
4616 | 10
4617 | 10
4618 | 10
4619 | 10
4620 | 10
4621 | 10
4622 | 10
4623 | 10
4624 | 10
4625 | 10
4626 | 10
4627 | 10
4628 | 10
4629 | 10
4630 | 10
4631 | 10
4632 | 10
4633 | 10
4634 | 10
4635 | 10
4636 | 10
4637 | 10
4638 | 10
4639 | 10
4640 | 10
4641 | 10
4642 | 10
4643 | 10
4644 | 10
4645 | 10
4646 | 10
4647 | 10
4648 | 10
4649 | 10
4650 | 10
4651 | 10
4652 | 10
4653 | 10
4654 | 10
4655 | 10
4656 | 10
4657 | 9
4658 | 9
4659 | 9
4660 | 9
4661 | 9
4662 | 9
4663 | 9
4664 | 9
4665 | 9
4666 | 9
4667 | 9
4668 | 9
4669 | 9
4670 | 9
4671 | 9
4672 | 9
4673 | 9
4674 | 9
4675 | 9
4676 | 9
4677 | 9
4678 | 9
4679 | 9
4680 | 9
4681 | 9
4682 | 9
4683 | 9
4684 | 9
4685 | 9
4686 | 9
4687 | 9
4688 | 9
4689 | 9
4690 | 9
4691 | 9
4692 | 9
4693 | 9
4694 | 9
4695 | 9
4696 | 9
4697 | 9
4698 | 9
4699 | 9
4700 | 9
4701 | 9
4702 | 9
4703 | 9
4704 | 9
4705 | 8
4706 | 8
4707 | 8
4708 | 8
4709 | 8
4710 | 8
4711 | 8
4712 | 8
4713 | 8
4714 | 8
4715 | 8
4716 | 8
4717 | 8
4718 | 8
4719 | 8
4720 | 8
4721 | 8
4722 | 8
4723 | 8
4724 | 8
4725 | 8
4726 | 8
4727 | 8
4728 | 8
4729 | 8
4730 | 8
4731 | 8
4732 | 8
4733 | 8
4734 | 8
4735 | 8
4736 | 8
4737 | 8
4738 | 8
4739 | 8
4740 | 8
4741 | 8
4742 | 8
4743 | 8
4744 | 8
4745 | 8
4746 | 8
4747 | 8
4748 | 8
4749 | 8
4750 | 8
4751 | 8
4752 | 8
4753 | 9
4754 | 9
4755 | 9
4756 | 9
4757 | 9
4758 | 9
4759 | 9
4760 | 9
4761 | 9
4762 | 9
4763 | 9
4764 | 9
4765 | 9
4766 | 9
4767 | 9
4768 | 9
4769 | 9
4770 | 9
4771 | 9
4772 | 9
4773 | 9
4774 | 9
4775 | 9
4776 | 9
4777 | 9
4778 | 9
4779 | 9
4780 | 9
4781 | 9
4782 | 9
4783 | 9
4784 | 9
4785 | 9
4786 | 9
4787 | 9
4788 | 9
4789 | 9
4790 | 9
4791 | 9
4792 | 9
4793 | 9
4794 | 9
4795 | 9
4796 | 9
4797 | 9
4798 | 9
4799 | 9
4800 | 9
4801 | 9
4802 | 9
4803 | 9
4804 | 9
4805 | 9
4806 | 9
4807 | 9
4808 | 9
4809 | 9
4810 | 9
4811 | 9
4812 | 9
4813 | 9
4814 | 9
4815 | 9
4816 | 9
4817 | 9
4818 | 9
4819 | 9
4820 | 9
4821 | 9
4822 | 9
4823 | 9
4824 | 9
4825 | 10
4826 | 10
4827 | 10
4828 | 10
4829 | 10
4830 | 10
4831 | 10
4832 | 10
4833 | 10
4834 | 10
4835 | 10
4836 | 10
4837 | 10
4838 | 10
4839 | 10
4840 | 10
4841 | 10
4842 | 10
4843 | 10
4844 | 10
4845 | 10
4846 | 10
4847 | 10
4848 | 10
4849 | 9
4850 | 9
4851 | 9
4852 | 9
4853 | 9
4854 | 9
4855 | 9
4856 | 9
4857 | 9
4858 | 9
4859 | 9
4860 | 9
4861 | 9
4862 | 9
4863 | 9
4864 | 9
4865 | 9
4866 | 9
4867 | 9
4868 | 9
4869 | 9
4870 | 9
4871 | 9
4872 | 9
4873 | 8
4874 | 8
4875 | 8
4876 | 8
4877 | 8
4878 | 8
4879 | 8
4880 | 8
4881 | 8
4882 | 8
4883 | 8
4884 | 8
4885 | 8
4886 | 8
4887 | 8
4888 | 8
4889 | 8
4890 | 8
4891 | 8
4892 | 8
4893 | 8
4894 | 8
4895 | 8
4896 | 8
4897 | 8
4898 | 8
4899 | 8
4900 | 8
4901 | 8
4902 | 8
4903 | 8
4904 | 8
4905 | 8
4906 | 8
4907 | 8
4908 | 8
4909 | 8
4910 | 8
4911 | 8
4912 | 8
4913 | 8
4914 | 8
4915 | 8
4916 | 8
4917 | 8
4918 | 8
4919 | 8
4920 | 8
4921 | 7
4922 | 7
4923 | 7
4924 | 7
4925 | 7
4926 | 7
4927 | 7
4928 | 7
4929 | 7
4930 | 7
4931 | 7
4932 | 7
4933 | 7
4934 | 7
4935 | 7
4936 | 7
4937 | 7
4938 | 7
4939 | 7
4940 | 7
4941 | 7
4942 | 7
4943 | 7
4944 | 7
4945 | 6
4946 | 6
4947 | 6
4948 | 6
4949 | 6
4950 | 6
4951 | 6
4952 | 6
4953 | 6
4954 | 6
4955 | 6
4956 | 6
4957 | 6
4958 | 6
4959 | 6
4960 | 6
4961 | 6
4962 | 6
4963 | 6
4964 | 6
4965 | 6
4966 | 6
4967 | 6
4968 | 6
4969 | 9
4970 | 9
4971 | 9
4972 | 9
4973 | 9
4974 | 9
4975 | 9
4976 | 9
4977 | 9
4978 | 9
4979 | 9
4980 | 9
4981 | 9
4982 | 9
4983 | 9
4984 | 9
4985 | 9
4986 | 9
4987 | 9
4988 | 9
4989 | 9
4990 | 9
4991 | 9
4992 | 9
4993 | 9
4994 | 9
4995 | 9
4996 | 9
4997 | 9
4998 | 9
4999 | 9
5000 | 9
5001 | 9
5002 | 9
5003 | 9
5004 | 9
5005 | 9
5006 | 9
5007 | 9
5008 | 9
5009 | 9
5010 | 9
5011 | 9
5012 | 9
5013 | 9
5014 | 9
5015 | 9
5016 | 9
5017 | 9
5018 | 9
5019 | 9
5020 | 9
5021 | 9
5022 | 9
5023 | 9
5024 | 9
5025 | 9
5026 | 9
5027 | 9
5028 | 9
5029 | 9
5030 | 9
5031 | 9
5032 | 9
5033 | 9
5034 | 9
5035 | 9
5036 | 9
5037 | 9
5038 | 9
5039 | 9
5040 | 9
5041 | 1
5042 | 1
5043 | 1
5044 | 1
5045 | 1
5046 | 1
5047 | 1
5048 | 1
5049 | 1
5050 | 1
5051 | 1
5052 | 1
5053 | 1
5054 | 1
5055 | 1
5056 | 1
5057 | 1
5058 | 1
5059 | 1
5060 | 1
5061 | 1
5062 | 1
5063 | 1
5064 | 1
5065 | 8
5066 | 8
5067 | 8
5068 | 8
5069 | 8
5070 | 8
5071 | 8
5072 | 8
5073 | 8
5074 | 8
5075 | 8
5076 | 8
5077 | 8
5078 | 8
5079 | 8
5080 | 8
5081 | 8
5082 | 8
5083 | 8
5084 | 8
5085 | 8
5086 | 8
5087 | 8
5088 | 8
5089 | 7
5090 | 7
5091 | 7
5092 | 7
5093 | 7
5094 | 7
5095 | 7
5096 | 7
5097 | 7
5098 | 7
5099 | 7
5100 | 7
5101 | 7
5102 | 7
5103 | 7
5104 | 7
5105 | 7
5106 | 7
5107 | 7
5108 | 7
5109 | 7
5110 | 7
5111 | 7
5112 | 7
5113 | 9
5114 | 9
5115 | 9
5116 | 9
5117 | 9
5118 | 9
5119 | 9
5120 | 9
5121 | 9
5122 | 9
5123 | 9
5124 | 9
5125 | 9
5126 | 9
5127 | 9
5128 | 9
5129 | 9
5130 | 9
5131 | 9
5132 | 9
5133 | 9
5134 | 9
5135 | 9
5136 | 9
5137 | 7
5138 | 7
5139 | 7
5140 | 7
5141 | 7
5142 | 7
5143 | 7
5144 | 7
5145 | 7
5146 | 7
5147 | 7
5148 | 7
5149 | 7
5150 | 7
5151 | 7
5152 | 7
5153 | 7
5154 | 7
5155 | 7
5156 | 7
5157 | 7
5158 | 7
5159 | 7
5160 | 7
5161 | 7
5162 | 7
5163 | 7
5164 | 7
5165 | 7
5166 | 7
5167 | 7
5168 | 7
5169 | 7
5170 | 7
5171 | 7
5172 | 7
5173 | 7
5174 | 7
5175 | 7
5176 | 7
5177 | 7
5178 | 7
5179 | 7
5180 | 7
5181 | 7
5182 | 7
5183 | 7
5184 | 7
5185 | 7
5186 | 7
5187 | 7
5188 | 7
5189 | 7
5190 | 7
5191 | 7
5192 | 7
5193 | 7
5194 | 7
5195 | 7
5196 | 7
5197 | 7
5198 | 7
5199 | 7
5200 | 7
5201 | 7
5202 | 7
5203 | 7
5204 | 7
5205 | 7
5206 | 7
5207 | 7
5208 | 7
5209 | 1
5210 | 1
5211 | 1
5212 | 1
5213 | 1
5214 | 1
5215 | 1
5216 | 1
5217 | 1
5218 | 1
5219 | 1
5220 | 1
5221 | 1
5222 | 1
5223 | 1
5224 | 1
5225 | 1
5226 | 1
5227 | 1
5228 | 1
5229 | 1
5230 | 1
5231 | 1
5232 | 1
5233 | 8
5234 | 8
5235 | 8
5236 | 8
5237 | 8
5238 | 8
5239 | 8
5240 | 8
5241 | 8
5242 | 8
5243 | 8
5244 | 8
5245 | 8
5246 | 8
5247 | 8
5248 | 8
5249 | 8
5250 | 8
5251 | 8
5252 | 8
5253 | 8
5254 | 8
5255 | 8
5256 | 8
5257 | 9
5258 | 9
5259 | 9
5260 | 9
5261 | 9
5262 | 9
5263 | 9
5264 | 9
5265 | 9
5266 | 9
5267 | 9
5268 | 9
5269 | 9
5270 | 9
5271 | 9
5272 | 9
5273 | 9
5274 | 9
5275 | 9
5276 | 9
5277 | 9
5278 | 9
5279 | 9
5280 | 9
5281 | 7
5282 | 7
5283 | 7
5284 | 7
5285 | 7
5286 | 7
5287 | 7
5288 | 7
5289 | 7
5290 | 7
5291 | 7
5292 | 7
5293 | 7
5294 | 7
5295 | 7
5296 | 7
5297 | 7
5298 | 7
5299 | 7
5300 | 7
5301 | 7
5302 | 7
5303 | 7
5304 | 7
5305 | 7
5306 | 7
5307 | 7
5308 | 7
5309 | 7
5310 | 7
5311 | 7
5312 | 7
5313 | 7
5314 | 7
5315 | 7
5316 | 7
5317 | 7
5318 | 7
5319 | 7
5320 | 7
5321 | 7
5322 | 7
5323 | 7
5324 | 7
5325 | 7
5326 | 7
5327 | 7
5328 | 7
5329 | 9
5330 | 9
5331 | 9
5332 | 9
5333 | 9
5334 | 9
5335 | 9
5336 | 9
5337 | 9
5338 | 9
5339 | 9
5340 | 9
5341 | 9
5342 | 9
5343 | 9
5344 | 9
5345 | 9
5346 | 9
5347 | 9
5348 | 9
5349 | 9
5350 | 9
5351 | 9
5352 | 9
5353 | 9
5354 | 9
5355 | 9
5356 | 9
5357 | 9
5358 | 9
5359 | 9
5360 | 9
5361 | 9
5362 | 9
5363 | 9
5364 | 9
5365 | 9
5366 | 9
5367 | 9
5368 | 9
5369 | 9
5370 | 9
5371 | 9
5372 | 9
5373 | 9
5374 | 9
5375 | 9
5376 | 9
5377 | 8
5378 | 8
5379 | 8
5380 | 8
5381 | 8
5382 | 8
5383 | 8
5384 | 8
5385 | 8
5386 | 8
5387 | 8
5388 | 8
5389 | 8
5390 | 8
5391 | 8
5392 | 8
5393 | 8
5394 | 8
5395 | 8
5396 | 8
5397 | 8
5398 | 8
5399 | 8
5400 | 8
5401 | 8
5402 | 8
5403 | 8
5404 | 8
5405 | 8
5406 | 8
5407 | 8
5408 | 8
5409 | 8
5410 | 8
5411 | 8
5412 | 8
5413 | 8
5414 | 8
5415 | 8
5416 | 8
5417 | 8
5418 | 8
5419 | 8
5420 | 8
5421 | 8
5422 | 8
5423 | 8
5424 | 8
5425 | 7
5426 | 7
5427 | 7
5428 | 7
5429 | 7
5430 | 7
5431 | 7
5432 | 7
5433 | 7
5434 | 7
5435 | 7
5436 | 7
5437 | 7
5438 | 7
5439 | 7
5440 | 7
5441 | 7
5442 | 7
5443 | 7
5444 | 7
5445 | 7
5446 | 7
5447 | 7
5448 | 7
5449 | 7
5450 | 7
5451 | 7
5452 | 7
5453 | 7
5454 | 7
5455 | 7
5456 | 7
5457 | 7
5458 | 7
5459 | 7
5460 | 7
5461 | 7
5462 | 7
5463 | 7
5464 | 7
5465 | 7
5466 | 7
5467 | 7
5468 | 7
5469 | 7
5470 | 7
5471 | 7
5472 | 7
5473 | 9
5474 | 9
5475 | 9
5476 | 9
5477 | 9
5478 | 9
5479 | 9
5480 | 9
5481 | 9
5482 | 9
5483 | 9
5484 | 9
5485 | 9
5486 | 9
5487 | 9
5488 | 9
5489 | 9
5490 | 9
5491 | 9
5492 | 9
5493 | 9
5494 | 9
5495 | 9
5496 | 9
5497 | 9
5498 | 9
5499 | 9
5500 | 9
5501 | 9
5502 | 9
5503 | 9
5504 | 9
5505 | 9
5506 | 9
5507 | 9
5508 | 9
5509 | 9
5510 | 9
5511 | 9
5512 | 9
5513 | 9
5514 | 9
5515 | 9
5516 | 9
5517 | 9
5518 | 9
5519 | 9
5520 | 9
5521 | 10
5522 | 10
5523 | 10
5524 | 10
5525 | 10
5526 | 10
5527 | 10
5528 | 10
5529 | 10
5530 | 10
5531 | 10
5532 | 10
5533 | 10
5534 | 10
5535 | 10
5536 | 10
5537 | 10
5538 | 10
5539 | 10
5540 | 10
5541 | 10
5542 | 10
5543 | 10
5544 | 10
5545 | 8
5546 | 8
5547 | 8
5548 | 8
5549 | 8
5550 | 8
5551 | 8
5552 | 8
5553 | 8
5554 | 8
5555 | 8
5556 | 8
5557 | 8
5558 | 8
5559 | 8
5560 | 8
5561 | 8
5562 | 8
5563 | 8
5564 | 8
5565 | 8
5566 | 8
5567 | 8
5568 | 8
5569 | 8
5570 | 8
5571 | 8
5572 | 8
5573 | 8
5574 | 8
5575 | 8
5576 | 8
5577 | 8
5578 | 8
5579 | 8
5580 | 8
5581 | 8
5582 | 8
5583 | 8
5584 | 8
5585 | 8
5586 | 8
5587 | 8
5588 | 8
5589 | 8
5590 | 8
5591 | 8
5592 | 8
5593 | 7
5594 | 7
5595 | 7
5596 | 7
5597 | 7
5598 | 7
5599 | 7
5600 | 7
5601 | 7
5602 | 7
5603 | 7
5604 | 7
5605 | 7
5606 | 7
5607 | 7
5608 | 7
5609 | 7
5610 | 7
5611 | 7
5612 | 7
5613 | 7
5614 | 7
5615 | 7
5616 | 7
5617 | 9
5618 | 9
5619 | 9
5620 | 9
5621 | 9
5622 | 9
5623 | 9
5624 | 9
5625 | 9
5626 | 9
5627 | 9
5628 | 9
5629 | 9
5630 | 9
5631 | 9
5632 | 9
5633 | 9
5634 | 9
5635 | 9
5636 | 9
5637 | 9
5638 | 9
5639 | 9
5640 | 9
5641 | 9
5642 | 9
5643 | 9
5644 | 9
5645 | 9
5646 | 9
5647 | 9
5648 | 9
5649 | 9
5650 | 9
5651 | 9
5652 | 9
5653 | 9
5654 | 9
5655 | 9
5656 | 9
5657 | 9
5658 | 9
5659 | 9
5660 | 9
5661 | 9
5662 | 9
5663 | 9
5664 | 9
5665 | 9
5666 | 9
5667 | 9
5668 | 9
5669 | 9
5670 | 9
5671 | 9
5672 | 9
5673 | 9
5674 | 9
5675 | 9
5676 | 9
5677 | 9
5678 | 9
5679 | 9
5680 | 9
5681 | 9
5682 | 9
5683 | 9
5684 | 9
5685 | 9
5686 | 9
5687 | 9
5688 | 9
5689 | 7
5690 | 7
5691 | 7
5692 | 7
5693 | 7
5694 | 7
5695 | 7
5696 | 7
5697 | 7
5698 | 7
5699 | 7
5700 | 7
5701 | 7
5702 | 7
5703 | 7
5704 | 7
5705 | 7
5706 | 7
5707 | 7
5708 | 7
5709 | 7
5710 | 7
5711 | 7
5712 | 7
5713 | 8
5714 | 8
5715 | 8
5716 | 8
5717 | 8
5718 | 8
5719 | 8
5720 | 8
5721 | 8
5722 | 8
5723 | 8
5724 | 8
5725 | 8
5726 | 8
5727 | 8
5728 | 8
5729 | 8
5730 | 8
5731 | 8
5732 | 8
5733 | 8
5734 | 8
5735 | 8
5736 | 8
5737 | 8
5738 | 8
5739 | 8
5740 | 8
5741 | 8
5742 | 8
5743 | 8
5744 | 8
5745 | 8
5746 | 8
5747 | 8
5748 | 8
5749 | 8
5750 | 8
5751 | 8
5752 | 8
5753 | 8
5754 | 8
5755 | 8
5756 | 8
5757 | 8
5758 | 8
5759 | 8
5760 | 8
5761 | 9
5762 | 9
5763 | 9
5764 | 9
5765 | 9
5766 | 9
5767 | 9
5768 | 9
5769 | 9
5770 | 9
5771 | 9
5772 | 9
5773 | 9
5774 | 9
5775 | 9
5776 | 9
5777 | 9
5778 | 9
5779 | 9
5780 | 9
5781 | 9
5782 | 9
5783 | 9
5784 | 9
5785 | 9
5786 | 9
5787 | 9
5788 | 9
5789 | 9
5790 | 9
5791 | 9
5792 | 9
5793 | 9
5794 | 9
5795 | 9
5796 | 9
5797 | 9
5798 | 9
5799 | 9
5800 | 9
5801 | 9
5802 | 9
5803 | 9
5804 | 9
5805 | 9
5806 | 9
5807 | 9
5808 | 9
5809 | 9
5810 | 9
5811 | 9
5812 | 9
5813 | 9
5814 | 9
5815 | 9
5816 | 9
5817 | 9
5818 | 9
5819 | 9
5820 | 9
5821 | 9
5822 | 9
5823 | 9
5824 | 9
5825 | 9
5826 | 9
5827 | 9
5828 | 9
5829 | 9
5830 | 9
5831 | 9
5832 | 9
5833 | 7
5834 | 7
5835 | 7
5836 | 7
5837 | 7
5838 | 7
5839 | 7
5840 | 7
5841 | 7
5842 | 7
5843 | 7
5844 | 7
5845 | 7
5846 | 7
5847 | 7
5848 | 7
5849 | 7
5850 | 7
5851 | 7
5852 | 7
5853 | 7
5854 | 7
5855 | 7
5856 | 7
5857 | 9
5858 | 9
5859 | 9
5860 | 9
5861 | 9
5862 | 9
5863 | 9
5864 | 9
5865 | 9
5866 | 9
5867 | 9
5868 | 9
5869 | 9
5870 | 9
5871 | 9
5872 | 9
5873 | 9
5874 | 9
5875 | 9
5876 | 9
5877 | 9
5878 | 9
5879 | 9
5880 | 9
5881 | 8
5882 | 8
5883 | 8
5884 | 8
5885 | 8
5886 | 8
5887 | 8
5888 | 8
5889 | 8
5890 | 8
5891 | 8
5892 | 8
5893 | 8
5894 | 8
5895 | 8
5896 | 8
5897 | 8
5898 | 8
5899 | 8
5900 | 8
5901 | 8
5902 | 8
5903 | 8
5904 | 8
5905 | 8
5906 | 8
5907 | 8
5908 | 8
5909 | 8
5910 | 8
5911 | 8
5912 | 8
5913 | 8
5914 | 8
5915 | 8
5916 | 8
5917 | 8
5918 | 8
5919 | 8
5920 | 8
5921 | 8
5922 | 8
5923 | 8
5924 | 8
5925 | 8
5926 | 8
5927 | 8
5928 | 8
5929 | 9
5930 | 9
5931 | 9
5932 | 9
5933 | 9
5934 | 9
5935 | 9
5936 | 9
5937 | 9
5938 | 9
5939 | 9
5940 | 9
5941 | 9
5942 | 9
5943 | 9
5944 | 9
5945 | 9
5946 | 9
5947 | 9
5948 | 9
5949 | 9
5950 | 9
5951 | 9
5952 | 9
5953 | 9
5954 | 9
5955 | 9
5956 | 9
5957 | 9
5958 | 9
5959 | 9
5960 | 9
5961 | 9
5962 | 9
5963 | 9
5964 | 9
5965 | 9
5966 | 9
5967 | 9
5968 | 9
5969 | 9
5970 | 9
5971 | 9
5972 | 9
5973 | 9
5974 | 9
5975 | 9
5976 | 9
5977 | 7
5978 | 7
5979 | 7
5980 | 7
5981 | 7
5982 | 7
5983 | 7
5984 | 7
5985 | 7
5986 | 7
5987 | 7
5988 | 7
5989 | 7
5990 | 7
5991 | 7
5992 | 7
5993 | 7
5994 | 7
5995 | 7
5996 | 7
5997 | 7
5998 | 7
5999 | 7
6000 | 7
6001 | 7
6002 | 7
6003 | 7
6004 | 7
6005 | 7
6006 | 7
6007 | 7
6008 | 7
6009 | 7
6010 | 7
6011 | 7
6012 | 7
6013 | 7
6014 | 7
6015 | 7
6016 | 7
6017 | 7
6018 | 7
6019 | 7
6020 | 7
6021 | 7
6022 | 7
6023 | 7
6024 | 7
6025 | 7
6026 | 7
6027 | 7
6028 | 7
6029 | 7
6030 | 7
6031 | 7
6032 | 7
6033 | 7
6034 | 7
6035 | 7
6036 | 7
6037 | 7
6038 | 7
6039 | 7
6040 | 7
6041 | 7
6042 | 7
6043 | 7
6044 | 7
6045 | 7
6046 | 7
6047 | 7
6048 | 7
6049 | 1
6050 | 1
6051 | 1
6052 | 1
6053 | 1
6054 | 1
6055 | 1
6056 | 1
6057 | 1
6058 | 1
6059 | 1
6060 | 1
6061 | 1
6062 | 1
6063 | 1
6064 | 1
6065 | 1
6066 | 1
6067 | 1
6068 | 1
6069 | 1
6070 | 1
6071 | 1
6072 | 1
6073 | 1
6074 | 1
6075 | 1
6076 | 1
6077 | 1
6078 | 1
6079 | 1
6080 | 1
6081 | 1
6082 | 1
6083 | 1
6084 | 1
6085 | 1
6086 | 1
6087 | 1
6088 | 1
6089 | 1
6090 | 1
6091 | 1
6092 | 1
6093 | 1
6094 | 1
6095 | 1
6096 | 1
6097 | 6
6098 | 6
6099 | 6
6100 | 6
6101 | 6
6102 | 6
6103 | 6
6104 | 6
6105 | 6
6106 | 6
6107 | 6
6108 | 6
6109 | 6
6110 | 6
6111 | 6
6112 | 6
6113 | 6
6114 | 6
6115 | 6
6116 | 6
6117 | 6
6118 | 6
6119 | 6
6120 | 6
6121 | 7
6122 | 7
6123 | 7
6124 | 7
6125 | 7
6126 | 7
6127 | 7
6128 | 7
6129 | 7
6130 | 7
6131 | 7
6132 | 7
6133 | 7
6134 | 7
6135 | 7
6136 | 7
6137 | 7
6138 | 7
6139 | 7
6140 | 7
6141 | 7
6142 | 7
6143 | 7
6144 | 7
6145 | 9
6146 | 9
6147 | 9
6148 | 9
6149 | 9
6150 | 9
6151 | 9
6152 | 9
6153 | 9
6154 | 9
6155 | 9
6156 | 9
6157 | 9
6158 | 9
6159 | 9
6160 | 9
6161 | 9
6162 | 9
6163 | 9
6164 | 9
6165 | 9
6166 | 9
6167 | 9
6168 | 9
6169 | 7
6170 | 7
6171 | 7
6172 | 7
6173 | 7
6174 | 7
6175 | 7
6176 | 7
6177 | 7
6178 | 7
6179 | 7
6180 | 7
6181 | 7
6182 | 7
6183 | 7
6184 | 7
6185 | 7
6186 | 7
6187 | 7
6188 | 7
6189 | 7
6190 | 7
6191 | 7
6192 | 7
6193 | 6
6194 | 6
6195 | 6
6196 | 6
6197 | 6
6198 | 6
6199 | 6
6200 | 6
6201 | 6
6202 | 6
6203 | 6
6204 | 6
6205 | 6
6206 | 6
6207 | 6
6208 | 6
6209 | 6
6210 | 6
6211 | 6
6212 | 6
6213 | 6
6214 | 6
6215 | 6
6216 | 6
6217 | 1
6218 | 1
6219 | 1
6220 | 1
6221 | 1
6222 | 1
6223 | 1
6224 | 1
6225 | 1
6226 | 1
6227 | 1
6228 | 1
6229 | 1
6230 | 1
6231 | 1
6232 | 1
6233 | 1
6234 | 1
6235 | 1
6236 | 1
6237 | 1
6238 | 1
6239 | 1
6240 | 1
6241 | 1
6242 | 1
6243 | 1
6244 | 1
6245 | 1
6246 | 1
6247 | 1
6248 | 1
6249 | 1
6250 | 1
6251 | 1
6252 | 1
6253 | 1
6254 | 1
6255 | 1
6256 | 1
6257 | 1
6258 | 1
6259 | 1
6260 | 1
6261 | 1
6262 | 1
6263 | 1
6264 | 1
6265 | 6
6266 | 6
6267 | 6
6268 | 6
6269 | 6
6270 | 6
6271 | 6
6272 | 6
6273 | 6
6274 | 6
6275 | 6
6276 | 6
6277 | 6
6278 | 6
6279 | 6
6280 | 6
6281 | 6
6282 | 6
6283 | 6
6284 | 6
6285 | 6
6286 | 6
6287 | 6
6288 | 6
6289 | 6
6290 | 6
6291 | 6
6292 | 6
6293 | 6
6294 | 6
6295 | 6
6296 | 6
6297 | 6
6298 | 6
6299 | 6
6300 | 6
6301 | 6
6302 | 6
6303 | 6
6304 | 6
6305 | 6
6306 | 6
6307 | 6
6308 | 6
6309 | 6
6310 | 6
6311 | 6
6312 | 6
6313 | 6
6314 | 6
6315 | 6
6316 | 6
6317 | 6
6318 | 6
6319 | 6
6320 | 6
6321 | 6
6322 | 6
6323 | 6
6324 | 6
6325 | 6
6326 | 6
6327 | 6
6328 | 6
6329 | 6
6330 | 6
6331 | 6
6332 | 6
6333 | 6
6334 | 6
6335 | 6
6336 | 6
6337 | 7
6338 | 7
6339 | 7
6340 | 7
6341 | 7
6342 | 7
6343 | 7
6344 | 7
6345 | 7
6346 | 7
6347 | 7
6348 | 7
6349 | 7
6350 | 7
6351 | 7
6352 | 7
6353 | 7
6354 | 7
6355 | 7
6356 | 7
6357 | 7
6358 | 7
6359 | 7
6360 | 7
6361 | 7
6362 | 7
6363 | 7
6364 | 7
6365 | 7
6366 | 7
6367 | 7
6368 | 7
6369 | 7
6370 | 7
6371 | 7
6372 | 7
6373 | 7
6374 | 7
6375 | 7
6376 | 7
6377 | 7
6378 | 7
6379 | 7
6380 | 7
6381 | 7
6382 | 7
6383 | 7
6384 | 7
6385 | 8
6386 | 8
6387 | 8
6388 | 8
6389 | 8
6390 | 8
6391 | 8
6392 | 8
6393 | 8
6394 | 8
6395 | 8
6396 | 8
6397 | 8
6398 | 8
6399 | 8
6400 | 8
6401 | 8
6402 | 8
6403 | 8
6404 | 8
6405 | 8
6406 | 8
6407 | 8
6408 | 8
6409 | 1
6410 | 1
6411 | 1
6412 | 1
6413 | 1
6414 | 1
6415 | 1
6416 | 1
6417 | 1
6418 | 1
6419 | 1
6420 | 1
6421 | 1
6422 | 1
6423 | 1
6424 | 1
6425 | 1
6426 | 1
6427 | 1
6428 | 1
6429 | 1
6430 | 1
6431 | 1
6432 | 1
6433 | 6
6434 | 6
6435 | 6
6436 | 6
6437 | 6
6438 | 6
6439 | 6
6440 | 6
6441 | 6
6442 | 6
6443 | 6
6444 | 6
6445 | 6
6446 | 6
6447 | 6
6448 | 6
6449 | 6
6450 | 6
6451 | 6
6452 | 6
6453 | 6
6454 | 6
6455 | 6
6456 | 6
6457 | 6
6458 | 6
6459 | 6
6460 | 6
6461 | 6
6462 | 6
6463 | 6
6464 | 6
6465 | 6
6466 | 6
6467 | 6
6468 | 6
6469 | 6
6470 | 6
6471 | 6
6472 | 6
6473 | 6
6474 | 6
6475 | 6
6476 | 6
6477 | 6
6478 | 6
6479 | 6
6480 | 6
6481 | 6
6482 | 6
6483 | 6
6484 | 6
6485 | 6
6486 | 6
6487 | 6
6488 | 6
6489 | 6
6490 | 6
6491 | 6
6492 | 6
6493 | 6
6494 | 6
6495 | 6
6496 | 6
6497 | 6
6498 | 6
6499 | 6
6500 | 6
6501 | 6
6502 | 6
6503 | 6
6504 | 6
6505 | 6
6506 | 6
6507 | 6
6508 | 6
6509 | 6
6510 | 6
6511 | 6
6512 | 6
6513 | 6
6514 | 6
6515 | 6
6516 | 6
6517 | 6
6518 | 6
6519 | 6
6520 | 6
6521 | 6
6522 | 6
6523 | 6
6524 | 6
6525 | 6
6526 | 6
6527 | 6
6528 | 6
6529 | 6
6530 | 6
6531 | 6
6532 | 6
6533 | 6
6534 | 6
6535 | 6
6536 | 6
6537 | 6
6538 | 6
6539 | 6
6540 | 6
6541 | 6
6542 | 6
6543 | 6
6544 | 6
6545 | 6
6546 | 6
6547 | 6
6548 | 6
6549 | 6
6550 | 6
6551 | 6
6552 | 6
6553 | 1
6554 | 1
6555 | 1
6556 | 1
6557 | 1
6558 | 1
6559 | 1
6560 | 1
6561 | 1
6562 | 1
6563 | 1
6564 | 1
6565 | 1
6566 | 1
6567 | 1
6568 | 1
6569 | 1
6570 | 1
6571 | 1
6572 | 1
6573 | 1
6574 | 1
6575 | 1
6576 | 1
6577 | 1
6578 | 1
6579 | 1
6580 | 1
6581 | 1
6582 | 1
6583 | 1
6584 | 1
6585 | 1
6586 | 1
6587 | 1
6588 | 1
6589 | 1
6590 | 1
6591 | 1
6592 | 1
6593 | 1
6594 | 1
6595 | 1
6596 | 1
6597 | 1
6598 | 1
6599 | 1
6600 | 1
6601 | 6
6602 | 6
6603 | 6
6604 | 6
6605 | 6
6606 | 6
6607 | 6
6608 | 6
6609 | 6
6610 | 6
6611 | 6
6612 | 6
6613 | 6
6614 | 6
6615 | 6
6616 | 6
6617 | 6
6618 | 6
6619 | 6
6620 | 6
6621 | 6
6622 | 6
6623 | 6
6624 | 6
6625 | 6
6626 | 6
6627 | 6
6628 | 6
6629 | 6
6630 | 6
6631 | 6
6632 | 6
6633 | 6
6634 | 6
6635 | 6
6636 | 6
6637 | 6
6638 | 6
6639 | 6
6640 | 6
6641 | 6
6642 | 6
6643 | 6
6644 | 6
6645 | 6
6646 | 6
6647 | 6
6648 | 6
6649 | 6
6650 | 6
6651 | 6
6652 | 6
6653 | 6
6654 | 6
6655 | 6
6656 | 6
6657 | 6
6658 | 6
6659 | 6
6660 | 6
6661 | 6
6662 | 6
6663 | 6
6664 | 6
6665 | 6
6666 | 6
6667 | 6
6668 | 6
6669 | 6
6670 | 6
6671 | 6
6672 | 6
6673 | 6
6674 | 6
6675 | 6
6676 | 6
6677 | 6
6678 | 6
6679 | 6
6680 | 6
6681 | 6
6682 | 6
6683 | 6
6684 | 6
6685 | 6
6686 | 6
6687 | 6
6688 | 6
6689 | 6
6690 | 6
6691 | 6
6692 | 6
6693 | 6
6694 | 6
6695 | 6
6696 | 6
6697 | 7
6698 | 7
6699 | 7
6700 | 7
6701 | 7
6702 | 7
6703 | 7
6704 | 7
6705 | 7
6706 | 7
6707 | 7
6708 | 7
6709 | 7
6710 | 7
6711 | 7
6712 | 7
6713 | 7
6714 | 7
6715 | 7
6716 | 7
6717 | 7
6718 | 7
6719 | 7
6720 | 7
6721 | 1
6722 | 1
6723 | 1
6724 | 1
6725 | 1
6726 | 1
6727 | 1
6728 | 1
6729 | 1
6730 | 1
6731 | 1
6732 | 1
6733 | 1
6734 | 1
6735 | 1
6736 | 1
6737 | 1
6738 | 1
6739 | 1
6740 | 1
6741 | 1
6742 | 1
6743 | 1
6744 | 1
6745 | 1
6746 | 1
6747 | 1
6748 | 1
6749 | 1
6750 | 1
6751 | 1
6752 | 1
6753 | 1
6754 | 1
6755 | 1
6756 | 1
6757 | 1
6758 | 1
6759 | 1
6760 | 1
6761 | 1
6762 | 1
6763 | 1
6764 | 1
6765 | 1
6766 | 1
6767 | 1
6768 | 1
6769 | 7
6770 | 7
6771 | 7
6772 | 7
6773 | 7
6774 | 7
6775 | 7
6776 | 7
6777 | 7
6778 | 7
6779 | 7
6780 | 7
6781 | 7
6782 | 7
6783 | 7
6784 | 7
6785 | 7
6786 | 7
6787 | 7
6788 | 7
6789 | 7
6790 | 7
6791 | 7
6792 | 7
6793 | 7
6794 | 7
6795 | 7
6796 | 7
6797 | 7
6798 | 7
6799 | 7
6800 | 7
6801 | 7
6802 | 7
6803 | 7
6804 | 7
6805 | 7
6806 | 7
6807 | 7
6808 | 7
6809 | 7
6810 | 7
6811 | 7
6812 | 7
6813 | 7
6814 | 7
6815 | 7
6816 | 7
6817 | 6
6818 | 6
6819 | 6
6820 | 6
6821 | 6
6822 | 6
6823 | 6
6824 | 6
6825 | 6
6826 | 6
6827 | 6
6828 | 6
6829 | 6
6830 | 6
6831 | 6
6832 | 6
6833 | 6
6834 | 6
6835 | 6
6836 | 6
6837 | 6
6838 | 6
6839 | 6
6840 | 6
6841 | 6
6842 | 6
6843 | 6
6844 | 6
6845 | 6
6846 | 6
6847 | 6
6848 | 6
6849 | 6
6850 | 6
6851 | 6
6852 | 6
6853 | 6
6854 | 6
6855 | 6
6856 | 6
6857 | 6
6858 | 6
6859 | 6
6860 | 6
6861 | 6
6862 | 6
6863 | 6
6864 | 6
6865 | 6
6866 | 6
6867 | 6
6868 | 6
6869 | 6
6870 | 6
6871 | 6
6872 | 6
6873 | 6
6874 | 6
6875 | 6
6876 | 6
6877 | 6
6878 | 6
6879 | 6
6880 | 6
6881 | 6
6882 | 6
6883 | 6
6884 | 6
6885 | 6
6886 | 6
6887 | 6
6888 | 6
6889 | 1
6890 | 1
6891 | 1
6892 | 1
6893 | 1
6894 | 1
6895 | 1
6896 | 1
6897 | 1
6898 | 1
6899 | 1
6900 | 1
6901 | 1
6902 | 1
6903 | 1
6904 | 1
6905 | 1
6906 | 1
6907 | 1
6908 | 1
6909 | 1
6910 | 1
6911 | 1
6912 | 1
6913 | 1
6914 | 1
6915 | 1
6916 | 1
6917 | 1
6918 | 1
6919 | 1
6920 | 1
6921 | 1
6922 | 1
6923 | 1
6924 | 1
6925 | 1
6926 | 1
6927 | 1
6928 | 1
6929 | 1
6930 | 1
6931 | 1
6932 | 1
6933 | 1
6934 | 1
6935 | 1
6936 | 1
6937 | 6
6938 | 6
6939 | 6
6940 | 6
6941 | 6
6942 | 6
6943 | 6
6944 | 6
6945 | 6
6946 | 6
6947 | 6
6948 | 6
6949 | 6
6950 | 6
6951 | 6
6952 | 6
6953 | 6
6954 | 6
6955 | 6
6956 | 6
6957 | 6
6958 | 6
6959 | 6
6960 | 6
6961 | 6
6962 | 6
6963 | 6
6964 | 6
6965 | 6
6966 | 6
6967 | 6
6968 | 6
6969 | 6
6970 | 6
6971 | 6
6972 | 6
6973 | 6
6974 | 6
6975 | 6
6976 | 6
6977 | 6
6978 | 6
6979 | 6
6980 | 6
6981 | 6
6982 | 6
6983 | 6
6984 | 6
6985 | 6
6986 | 6
6987 | 6
6988 | 6
6989 | 6
6990 | 6
6991 | 6
6992 | 6
6993 | 6
6994 | 6
6995 | 6
6996 | 6
6997 | 6
6998 | 6
6999 | 6
7000 | 6
7001 | 6
7002 | 6
7003 | 6
7004 | 6
7005 | 6
7006 | 6
7007 | 6
7008 | 6
7009 | 6
7010 | 6
7011 | 6
7012 | 6
7013 | 6
7014 | 6
7015 | 6
7016 | 6
7017 | 6
7018 | 6
7019 | 6
7020 | 6
7021 | 6
7022 | 6
7023 | 6
7024 | 6
7025 | 6
7026 | 6
7027 | 6
7028 | 6
7029 | 6
7030 | 6
7031 | 6
7032 | 6
7033 | 6
7034 | 6
7035 | 6
7036 | 6
7037 | 6
7038 | 6
7039 | 6
7040 | 6
7041 | 6
7042 | 6
7043 | 6
7044 | 6
7045 | 6
7046 | 6
7047 | 6
7048 | 6
7049 | 6
7050 | 6
7051 | 6
7052 | 6
7053 | 6
7054 | 6
7055 | 6
7056 | 6
7057 | 1
7058 | 1
7059 | 1
7060 | 1
7061 | 1
7062 | 1
7063 | 1
7064 | 1
7065 | 1
7066 | 1
7067 | 1
7068 | 1
7069 | 1
7070 | 1
7071 | 1
7072 | 1
7073 | 1
7074 | 1
7075 | 1
7076 | 1
7077 | 1
7078 | 1
7079 | 1
7080 | 1
7081 | 1
7082 | 1
7083 | 1
7084 | 1
7085 | 1
7086 | 1
7087 | 1
7088 | 1
7089 | 1
7090 | 1
7091 | 1
7092 | 1
7093 | 1
7094 | 1
7095 | 1
7096 | 1
7097 | 1
7098 | 1
7099 | 1
7100 | 1
7101 | 1
7102 | 1
7103 | 1
7104 | 1
7105 | 3
7106 | 3
7107 | 3
7108 | 3
7109 | 3
7110 | 3
7111 | 3
7112 | 3
7113 | 3
7114 | 3
7115 | 3
7116 | 3
7117 | 3
7118 | 3
7119 | 3
7120 | 3
7121 | 3
7122 | 3
7123 | 3
7124 | 3
7125 | 3
7126 | 3
7127 | 3
7128 | 3
7129 | 3
7130 | 3
7131 | 3
7132 | 3
7133 | 3
7134 | 3
7135 | 3
7136 | 3
7137 | 3
7138 | 3
7139 | 3
7140 | 3
7141 | 3
7142 | 3
7143 | 3
7144 | 3
7145 | 3
7146 | 3
7147 | 3
7148 | 3
7149 | 3
7150 | 3
7151 | 3
7152 | 3
7153 | 3
7154 | 3
7155 | 3
7156 | 3
7157 | 3
7158 | 3
7159 | 3
7160 | 3
7161 | 3
7162 | 3
7163 | 3
7164 | 3
7165 | 3
7166 | 3
7167 | 3
7168 | 3
7169 | 3
7170 | 3
7171 | 3
7172 | 3
7173 | 3
7174 | 3
7175 | 3
7176 | 3
7177 | 3
7178 | 3
7179 | 3
7180 | 3
7181 | 3
7182 | 3
7183 | 3
7184 | 3
7185 | 3
7186 | 3
7187 | 3
7188 | 3
7189 | 3
7190 | 3
7191 | 3
7192 | 3
7193 | 3
7194 | 3
7195 | 3
7196 | 3
7197 | 3
7198 | 3
7199 | 3
7200 | 3
7201 | 4
7202 | 4
7203 | 4
7204 | 4
7205 | 4
7206 | 4
7207 | 4
7208 | 4
7209 | 4
7210 | 4
7211 | 4
7212 | 4
7213 | 4
7214 | 4
7215 | 4
7216 | 4
7217 | 4
7218 | 4
7219 | 4
7220 | 4
7221 | 4
7222 | 4
7223 | 4
7224 | 4
7225 | 1
7226 | 1
7227 | 1
7228 | 1
7229 | 1
7230 | 1
7231 | 1
7232 | 1
7233 | 1
7234 | 1
7235 | 1
7236 | 1
7237 | 1
7238 | 1
7239 | 1
7240 | 1
7241 | 1
7242 | 1
7243 | 1
7244 | 1
7245 | 1
7246 | 1
7247 | 1
7248 | 1
7249 | 1
7250 | 1
7251 | 1
7252 | 1
7253 | 1
7254 | 1
7255 | 1
7256 | 1
7257 | 1
7258 | 1
7259 | 1
7260 | 1
7261 | 1
7262 | 1
7263 | 1
7264 | 1
7265 | 1
7266 | 1
7267 | 1
7268 | 1
7269 | 1
7270 | 1
7271 | 1
7272 | 1
7273 | 3
7274 | 3
7275 | 3
7276 | 3
7277 | 3
7278 | 3
7279 | 3
7280 | 3
7281 | 3
7282 | 3
7283 | 3
7284 | 3
7285 | 3
7286 | 3
7287 | 3
7288 | 3
7289 | 3
7290 | 3
7291 | 3
7292 | 3
7293 | 3
7294 | 3
7295 | 3
7296 | 3
7297 | 4
7298 | 4
7299 | 4
7300 | 4
7301 | 4
7302 | 4
7303 | 4
7304 | 4
7305 | 4
7306 | 4
7307 | 4
7308 | 4
7309 | 4
7310 | 4
7311 | 4
7312 | 4
7313 | 4
7314 | 4
7315 | 4
7316 | 4
7317 | 4
7318 | 4
7319 | 4
7320 | 4
7321 | 4
7322 | 4
7323 | 4
7324 | 4
7325 | 4
7326 | 4
7327 | 4
7328 | 4
7329 | 4
7330 | 4
7331 | 4
7332 | 4
7333 | 4
7334 | 4
7335 | 4
7336 | 4
7337 | 4
7338 | 4
7339 | 4
7340 | 4
7341 | 4
7342 | 4
7343 | 4
7344 | 4
7345 | 4
7346 | 4
7347 | 4
7348 | 4
7349 | 4
7350 | 4
7351 | 4
7352 | 4
7353 | 4
7354 | 4
7355 | 4
7356 | 4
7357 | 4
7358 | 4
7359 | 4
7360 | 4
7361 | 4
7362 | 4
7363 | 4
7364 | 4
7365 | 4
7366 | 4
7367 | 4
7368 | 4
7369 | 4
7370 | 4
7371 | 4
7372 | 4
7373 | 4
7374 | 4
7375 | 4
7376 | 4
7377 | 4
7378 | 4
7379 | 4
7380 | 4
7381 | 4
7382 | 4
7383 | 4
7384 | 4
7385 | 4
7386 | 4
7387 | 4
7388 | 4
7389 | 4
7390 | 4
7391 | 4
7392 | 4
7393 | 2
7394 | 2
7395 | 2
7396 | 2
7397 | 2
7398 | 2
7399 | 2
7400 | 2
7401 | 2
7402 | 2
7403 | 2
7404 | 2
7405 | 2
7406 | 2
7407 | 2
7408 | 2
7409 | 2
7410 | 2
7411 | 2
7412 | 2
7413 | 2
7414 | 2
7415 | 2
7416 | 2
7417 | 1
7418 | 1
7419 | 1
7420 | 1
7421 | 1
7422 | 1
7423 | 1
7424 | 1
7425 | 1
7426 | 1
7427 | 1
7428 | 1
7429 | 1
7430 | 1
7431 | 1
7432 | 1
7433 | 1
7434 | 1
7435 | 1
7436 | 1
7437 | 1
7438 | 1
7439 | 1
7440 | 1
7441 | 3
7442 | 3
7443 | 3
7444 | 3
7445 | 3
7446 | 3
7447 | 3
7448 | 3
7449 | 3
7450 | 3
7451 | 3
7452 | 3
7453 | 3
7454 | 3
7455 | 3
7456 | 3
7457 | 3
7458 | 3
7459 | 3
7460 | 3
7461 | 3
7462 | 3
7463 | 3
7464 | 3
7465 | 3
7466 | 3
7467 | 3
7468 | 3
7469 | 3
7470 | 3
7471 | 3
7472 | 3
7473 | 3
7474 | 3
7475 | 3
7476 | 3
7477 | 3
7478 | 3
7479 | 3
7480 | 3
7481 | 3
7482 | 3
7483 | 3
7484 | 3
7485 | 3
7486 | 3
7487 | 3
7488 | 3
7489 | 3
7490 | 3
7491 | 3
7492 | 3
7493 | 3
7494 | 3
7495 | 3
7496 | 3
7497 | 3
7498 | 3
7499 | 3
7500 | 3
7501 | 3
7502 | 3
7503 | 3
7504 | 3
7505 | 3
7506 | 3
7507 | 3
7508 | 3
7509 | 3
7510 | 3
7511 | 3
7512 | 3
7513 | 6
7514 | 6
7515 | 6
7516 | 6
7517 | 6
7518 | 6
7519 | 6
7520 | 6
7521 | 6
7522 | 6
7523 | 6
7524 | 6
7525 | 6
7526 | 6
7527 | 6
7528 | 6
7529 | 6
7530 | 6
7531 | 6
7532 | 6
7533 | 6
7534 | 6
7535 | 6
7536 | 6
7537 | 6
7538 | 6
7539 | 6
7540 | 6
7541 | 6
7542 | 6
7543 | 6
7544 | 6
7545 | 6
7546 | 6
7547 | 6
7548 | 6
7549 | 6
7550 | 6
7551 | 6
7552 | 6
7553 | 6
7554 | 6
7555 | 6
7556 | 6
7557 | 6
7558 | 6
7559 | 6
7560 | 6
7561 | 1
7562 | 1
7563 | 1
7564 | 1
7565 | 1
7566 | 1
7567 | 1
7568 | 1
7569 | 1
7570 | 1
7571 | 1
7572 | 1
7573 | 1
7574 | 1
7575 | 1
7576 | 1
7577 | 1
7578 | 1
7579 | 1
7580 | 1
7581 | 1
7582 | 1
7583 | 1
7584 | 1
7585 | 1
7586 | 1
7587 | 1
7588 | 1
7589 | 1
7590 | 1
7591 | 1
7592 | 1
7593 | 1
7594 | 1
7595 | 1
7596 | 1
7597 | 1
7598 | 1
7599 | 1
7600 | 1
7601 | 1
7602 | 1
7603 | 1
7604 | 1
7605 | 1
7606 | 1
7607 | 1
7608 | 1
7609 | 3
7610 | 3
7611 | 3
7612 | 3
7613 | 3
7614 | 3
7615 | 3
7616 | 3
7617 | 3
7618 | 3
7619 | 3
7620 | 3
7621 | 3
7622 | 3
7623 | 3
7624 | 3
7625 | 3
7626 | 3
7627 | 3
7628 | 3
7629 | 3
7630 | 3
7631 | 3
7632 | 3
7633 | 3
7634 | 3
7635 | 3
7636 | 3
7637 | 3
7638 | 3
7639 | 3
7640 | 3
7641 | 3
7642 | 3
7643 | 3
7644 | 3
7645 | 3
7646 | 3
7647 | 3
7648 | 3
7649 | 3
7650 | 3
7651 | 3
7652 | 3
7653 | 3
7654 | 3
7655 | 3
7656 | 3
7657 | 3
7658 | 3
7659 | 3
7660 | 3
7661 | 3
7662 | 3
7663 | 3
7664 | 3
7665 | 3
7666 | 3
7667 | 3
7668 | 3
7669 | 3
7670 | 3
7671 | 3
7672 | 3
7673 | 3
7674 | 3
7675 | 3
7676 | 3
7677 | 3
7678 | 3
7679 | 3
7680 | 3
7681 | 3
7682 | 3
7683 | 3
7684 | 3
7685 | 3
7686 | 3
7687 | 3
7688 | 3
7689 | 3
7690 | 3
7691 | 3
7692 | 3
7693 | 3
7694 | 3
7695 | 3
7696 | 3
7697 | 3
7698 | 3
7699 | 3
7700 | 3
7701 | 3
7702 | 3
7703 | 3
7704 | 3
7705 | 3
7706 | 3
7707 | 3
7708 | 3
7709 | 3
7710 | 3
7711 | 3
7712 | 3
7713 | 3
7714 | 3
7715 | 3
7716 | 3
7717 | 3
7718 | 3
7719 | 3
7720 | 3
7721 | 3
7722 | 3
7723 | 3
7724 | 3
7725 | 3
7726 | 3
7727 | 3
7728 | 3
7729 | 1
7730 | 1
7731 | 1
7732 | 1
7733 | 1
7734 | 1
7735 | 1
7736 | 1
7737 | 1
7738 | 1
7739 | 1
7740 | 1
7741 | 1
7742 | 1
7743 | 1
7744 | 1
7745 | 1
7746 | 1
7747 | 1
7748 | 1
7749 | 1
7750 | 1
7751 | 1
7752 | 1
7753 | 1
7754 | 1
7755 | 1
7756 | 1
7757 | 1
7758 | 1
7759 | 1
7760 | 1
7761 | 1
7762 | 1
7763 | 1
7764 | 1
7765 | 1
7766 | 1
7767 | 1
7768 | 1
7769 | 1
7770 | 1
7771 | 1
7772 | 1
7773 | 1
7774 | 1
7775 | 1
7776 | 1
7777 | 3
7778 | 3
7779 | 3
7780 | 3
7781 | 3
7782 | 3
7783 | 3
7784 | 3
7785 | 3
7786 | 3
7787 | 3
7788 | 3
7789 | 3
7790 | 3
7791 | 3
7792 | 3
7793 | 3
7794 | 3
7795 | 3
7796 | 3
7797 | 3
7798 | 3
7799 | 3
7800 | 3
7801 | 3
7802 | 3
7803 | 3
7804 | 3
7805 | 3
7806 | 3
7807 | 3
7808 | 3
7809 | 3
7810 | 3
7811 | 3
7812 | 3
7813 | 3
7814 | 3
7815 | 3
7816 | 3
7817 | 3
7818 | 3
7819 | 3
7820 | 3
7821 | 3
7822 | 3
7823 | 3
7824 | 3
7825 | 3
7826 | 3
7827 | 3
7828 | 3
7829 | 3
7830 | 3
7831 | 3
7832 | 3
7833 | 3
7834 | 3
7835 | 3
7836 | 3
7837 | 3
7838 | 3
7839 | 3
7840 | 3
7841 | 3
7842 | 3
7843 | 3
7844 | 3
7845 | 3
7846 | 3
7847 | 3
7848 | 3
7849 | 4
7850 | 4
7851 | 4
7852 | 4
7853 | 4
7854 | 4
7855 | 4
7856 | 4
7857 | 4
7858 | 4
7859 | 4
7860 | 4
7861 | 4
7862 | 4
7863 | 4
7864 | 4
7865 | 4
7866 | 4
7867 | 4
7868 | 4
7869 | 4
7870 | 4
7871 | 4
7872 | 4
7873 | 3
7874 | 3
7875 | 3
7876 | 3
7877 | 3
7878 | 3
7879 | 3
7880 | 3
7881 | 3
7882 | 3
7883 | 3
7884 | 3
7885 | 3
7886 | 3
7887 | 3
7888 | 3
7889 | 3
7890 | 3
7891 | 3
7892 | 3
7893 | 3
7894 | 3
7895 | 3
7896 | 3
7897 | 2
7898 | 2
7899 | 2
7900 | 2
7901 | 2
7902 | 2
7903 | 2
7904 | 2
7905 | 2
7906 | 2
7907 | 2
7908 | 2
7909 | 2
7910 | 2
7911 | 2
7912 | 2
7913 | 2
7914 | 2
7915 | 2
7916 | 2
7917 | 2
7918 | 2
7919 | 2
7920 | 2
7921 | 2
7922 | 2
7923 | 2
7924 | 2
7925 | 2
7926 | 2
7927 | 2
7928 | 2
7929 | 2
7930 | 2
7931 | 2
7932 | 2
7933 | 2
7934 | 2
7935 | 2
7936 | 2
7937 | 2
7938 | 2
7939 | 2
7940 | 2
7941 | 2
7942 | 2
7943 | 2
7944 | 2
7945 | 4
7946 | 4
7947 | 4
7948 | 4
7949 | 4
7950 | 4
7951 | 4
7952 | 4
7953 | 4
7954 | 4
7955 | 4
7956 | 4
7957 | 4
7958 | 4
7959 | 4
7960 | 4
7961 | 4
7962 | 4
7963 | 4
7964 | 4
7965 | 4
7966 | 4
7967 | 4
7968 | 4
7969 | 5
7970 | 5
7971 | 5
7972 | 5
7973 | 5
7974 | 5
7975 | 5
7976 | 5
7977 | 5
7978 | 5
7979 | 5
7980 | 5
7981 | 5
7982 | 5
7983 | 5
7984 | 5
7985 | 5
7986 | 5
7987 | 5
7988 | 5
7989 | 5
7990 | 5
7991 | 5
7992 | 5
7993 | 4
7994 | 4
7995 | 4
7996 | 4
7997 | 4
7998 | 4
7999 | 4
8000 | 4
8001 | 4
8002 | 4
8003 | 4
8004 | 4
8005 | 4
8006 | 4
8007 | 4
8008 | 4
8009 | 4
8010 | 4
8011 | 4
8012 | 4
8013 | 4
8014 | 4
8015 | 4
8016 | 4
8017 | 4
8018 | 4
8019 | 4
8020 | 4
8021 | 4
8022 | 4
8023 | 4
8024 | 4
8025 | 4
8026 | 4
8027 | 4
8028 | 4
8029 | 4
8030 | 4
8031 | 4
8032 | 4
8033 | 4
8034 | 4
8035 | 4
8036 | 4
8037 | 4
8038 | 4
8039 | 4
8040 | 4
8041 | 5
8042 | 5
8043 | 5
8044 | 5
8045 | 5
8046 | 5
8047 | 5
8048 | 5
8049 | 5
8050 | 5
8051 | 5
8052 | 5
8053 | 5
8054 | 5
8055 | 5
8056 | 5
8057 | 5
8058 | 5
8059 | 5
8060 | 5
8061 | 5
8062 | 5
8063 | 5
8064 | 5
8065 | 2
8066 | 2
8067 | 2
8068 | 2
8069 | 2
8070 | 2
8071 | 2
8072 | 2
8073 | 2
8074 | 2
8075 | 2
8076 | 2
8077 | 2
8078 | 2
8079 | 2
8080 | 2
8081 | 2
8082 | 2
8083 | 2
8084 | 2
8085 | 2
8086 | 2
8087 | 2
8088 | 2
8089 | 2
8090 | 2
8091 | 2
8092 | 2
8093 | 2
8094 | 2
8095 | 2
8096 | 2
8097 | 2
8098 | 2
8099 | 2
8100 | 2
8101 | 2
8102 | 2
8103 | 2
8104 | 2
8105 | 2
8106 | 2
8107 | 2
8108 | 2
8109 | 2
8110 | 2
8111 | 2
8112 | 2
8113 | 4
8114 | 4
8115 | 4
8116 | 4
8117 | 4
8118 | 4
8119 | 4
8120 | 4
8121 | 4
8122 | 4
8123 | 4
8124 | 4
8125 | 4
8126 | 4
8127 | 4
8128 | 4
8129 | 4
8130 | 4
8131 | 4
8132 | 4
8133 | 4
8134 | 4
8135 | 4
8136 | 4
8137 | 4
8138 | 4
8139 | 4
8140 | 4
8141 | 4
8142 | 4
8143 | 4
8144 | 4
8145 | 4
8146 | 4
8147 | 4
8148 | 4
8149 | 4
8150 | 4
8151 | 4
8152 | 4
8153 | 4
8154 | 4
8155 | 4
8156 | 4
8157 | 4
8158 | 4
8159 | 4
8160 | 4
8161 | 4
8162 | 4
8163 | 4
8164 | 4
8165 | 4
8166 | 4
8167 | 4
8168 | 4
8169 | 4
8170 | 4
8171 | 4
8172 | 4
8173 | 4
8174 | 4
8175 | 4
8176 | 4
8177 | 4
8178 | 4
8179 | 4
8180 | 4
8181 | 4
8182 | 4
8183 | 4
8184 | 4
8185 | 4
8186 | 4
8187 | 4
8188 | 4
8189 | 4
8190 | 4
8191 | 4
8192 | 4
8193 | 4
8194 | 4
8195 | 4
8196 | 4
8197 | 4
8198 | 4
8199 | 4
8200 | 4
8201 | 4
8202 | 4
8203 | 4
8204 | 4
8205 | 4
8206 | 4
8207 | 4
8208 | 4
8209 | 4
8210 | 4
8211 | 4
8212 | 4
8213 | 4
8214 | 4
8215 | 4
8216 | 4
8217 | 4
8218 | 4
8219 | 4
8220 | 4
8221 | 4
8222 | 4
8223 | 4
8224 | 4
8225 | 4
8226 | 4
8227 | 4
8228 | 4
8229 | 4
8230 | 4
8231 | 4
8232 | 4
8233 | 2
8234 | 2
8235 | 2
8236 | 2
8237 | 2
8238 | 2
8239 | 2
8240 | 2
8241 | 2
8242 | 2
8243 | 2
8244 | 2
8245 | 2
8246 | 2
8247 | 2
8248 | 2
8249 | 2
8250 | 2
8251 | 2
8252 | 2
8253 | 2
8254 | 2
8255 | 2
8256 | 2
8257 | 2
8258 | 2
8259 | 2
8260 | 2
8261 | 2
8262 | 2
8263 | 2
8264 | 2
8265 | 2
8266 | 2
8267 | 2
8268 | 2
8269 | 2
8270 | 2
8271 | 2
8272 | 2
8273 | 2
8274 | 2
8275 | 2
8276 | 2
8277 | 2
8278 | 2
8279 | 2
8280 | 2
8281 | 4
8282 | 4
8283 | 4
8284 | 4
8285 | 4
8286 | 4
8287 | 4
8288 | 4
8289 | 4
8290 | 4
8291 | 4
8292 | 4
8293 | 4
8294 | 4
8295 | 4
8296 | 4
8297 | 4
8298 | 4
8299 | 4
8300 | 4
8301 | 4
8302 | 4
8303 | 4
8304 | 4
8305 | 4
8306 | 4
8307 | 4
8308 | 4
8309 | 4
8310 | 4
8311 | 4
8312 | 4
8313 | 4
8314 | 4
8315 | 4
8316 | 4
8317 | 4
8318 | 4
8319 | 4
8320 | 4
8321 | 4
8322 | 4
8323 | 4
8324 | 4
8325 | 4
8326 | 4
8327 | 4
8328 | 4
8329 | 4
8330 | 4
8331 | 4
8332 | 4
8333 | 4
8334 | 4
8335 | 4
8336 | 4
8337 | 4
8338 | 4
8339 | 4
8340 | 4
8341 | 4
8342 | 4
8343 | 4
8344 | 4
8345 | 4
8346 | 4
8347 | 4
8348 | 4
8349 | 4
8350 | 4
8351 | 4
8352 | 4
8353 | 3
8354 | 3
8355 | 3
8356 | 3
8357 | 3
8358 | 3
8359 | 3
8360 | 3
8361 | 3
8362 | 3
8363 | 3
8364 | 3
8365 | 3
8366 | 3
8367 | 3
8368 | 3
8369 | 3
8370 | 3
8371 | 3
8372 | 3
8373 | 3
8374 | 3
8375 | 3
8376 | 3
8377 | 3
8378 | 3
8379 | 3
8380 | 3
8381 | 3
8382 | 3
8383 | 3
8384 | 3
8385 | 3
8386 | 3
8387 | 3
8388 | 3
8389 | 3
8390 | 3
8391 | 3
8392 | 3
8393 | 3
8394 | 3
8395 | 3
8396 | 3
8397 | 3
8398 | 3
8399 | 3
8400 | 3
8401 | 2
8402 | 2
8403 | 2
8404 | 2
8405 | 2
8406 | 2
8407 | 2
8408 | 2
8409 | 2
8410 | 2
8411 | 2
8412 | 2
8413 | 2
8414 | 2
8415 | 2
8416 | 2
8417 | 2
8418 | 2
8419 | 2
8420 | 2
8421 | 2
8422 | 2
8423 | 2
8424 | 2
8425 | 1
8426 | 1
8427 | 1
8428 | 1
8429 | 1
8430 | 1
8431 | 1
8432 | 1
8433 | 1
8434 | 1
8435 | 1
8436 | 1
8437 | 1
8438 | 1
8439 | 1
8440 | 1
8441 | 1
8442 | 1
8443 | 1
8444 | 1
8445 | 1
8446 | 1
8447 | 1
8448 | 1
8449 | 3
8450 | 3
8451 | 3
8452 | 3
8453 | 3
8454 | 3
8455 | 3
8456 | 3
8457 | 3
8458 | 3
8459 | 3
8460 | 3
8461 | 3
8462 | 3
8463 | 3
8464 | 3
8465 | 3
8466 | 3
8467 | 3
8468 | 3
8469 | 3
8470 | 3
8471 | 3
8472 | 3
8473 | 3
8474 | 3
8475 | 3
8476 | 3
8477 | 3
8478 | 3
8479 | 3
8480 | 3
8481 | 3
8482 | 3
8483 | 3
8484 | 3
8485 | 3
8486 | 3
8487 | 3
8488 | 3
8489 | 3
8490 | 3
8491 | 3
8492 | 3
8493 | 3
8494 | 3
8495 | 3
8496 | 3
8497 | 5
8498 | 5
8499 | 5
8500 | 5
8501 | 5
8502 | 5
8503 | 5
8504 | 5
8505 | 5
8506 | 5
8507 | 5
8508 | 5
8509 | 5
8510 | 5
8511 | 5
8512 | 5
8513 | 5
8514 | 5
8515 | 5
8516 | 5
8517 | 5
8518 | 5
8519 | 5
8520 | 5
8521 | 4
8522 | 4
8523 | 4
8524 | 4
8525 | 4
8526 | 4
8527 | 4
8528 | 4
8529 | 4
8530 | 4
8531 | 4
8532 | 4
8533 | 4
8534 | 4
8535 | 4
8536 | 4
8537 | 4
8538 | 4
8539 | 4
8540 | 4
8541 | 4
8542 | 4
8543 | 4
8544 | 4
8545 | 4
8546 | 4
8547 | 4
8548 | 4
8549 | 4
8550 | 4
8551 | 4
8552 | 4
8553 | 4
8554 | 4
8555 | 4
8556 | 4
8557 | 4
8558 | 4
8559 | 4
8560 | 4
8561 | 4
8562 | 4
8563 | 4
8564 | 4
8565 | 4
8566 | 4
8567 | 4
8568 | 4
8569 | 2
8570 | 2
8571 | 2
8572 | 2
8573 | 2
8574 | 2
8575 | 2
8576 | 2
8577 | 2
8578 | 2
8579 | 2
8580 | 2
8581 | 2
8582 | 2
8583 | 2
8584 | 2
8585 | 2
8586 | 2
8587 | 2
8588 | 2
8589 | 2
8590 | 2
8591 | 2
8592 | 2
8593 | 2
8594 | 2
8595 | 2
8596 | 2
8597 | 2
8598 | 2
8599 | 2
8600 | 2
8601 | 2
8602 | 2
8603 | 2
8604 | 2
8605 | 2
8606 | 2
8607 | 2
8608 | 2
8609 | 2
8610 | 2
8611 | 2
8612 | 2
8613 | 2
8614 | 2
8615 | 2
8616 | 2
8617 | 5
8618 | 5
8619 | 5
8620 | 5
8621 | 5
8622 | 5
8623 | 5
8624 | 5
8625 | 5
8626 | 5
8627 | 5
8628 | 5
8629 | 5
8630 | 5
8631 | 5
8632 | 5
8633 | 5
8634 | 5
8635 | 5
8636 | 5
8637 | 5
8638 | 5
8639 | 5
8640 | 5
8641 | 5
8642 | 5
8643 | 5
8644 | 5
8645 | 5
8646 | 5
8647 | 5
8648 | 5
8649 | 5
8650 | 5
8651 | 5
8652 | 5
8653 | 5
8654 | 5
8655 | 5
8656 | 5
8657 | 5
8658 | 5
8659 | 5
8660 | 5
8661 | 5
8662 | 5
8663 | 5
8664 | 5
8665 | 5
8666 | 5
8667 | 5
8668 | 5
8669 | 5
8670 | 5
8671 | 5
8672 | 5
8673 | 5
8674 | 5
8675 | 5
8676 | 5
8677 | 5
8678 | 5
8679 | 5
8680 | 5
8681 | 5
8682 | 5
8683 | 5
8684 | 5
8685 | 5
8686 | 5
8687 | 5
8688 | 5
8689 | 4
8690 | 4
8691 | 4
8692 | 4
8693 | 4
8694 | 4
8695 | 4
8696 | 4
8697 | 4
8698 | 4
8699 | 4
8700 | 4
8701 | 4
8702 | 4
8703 | 4
8704 | 4
8705 | 4
8706 | 4
8707 | 4
8708 | 4
8709 | 4
8710 | 4
8711 | 4
8712 | 4
8713 | 4
8714 | 4
8715 | 4
8716 | 4
8717 | 4
8718 | 4
8719 | 4
8720 | 4
8721 | 4
8722 | 4
8723 | 4
8724 | 4
8725 | 4
8726 | 4
8727 | 4
8728 | 4
8729 | 4
8730 | 4
8731 | 4
8732 | 4
8733 | 4
8734 | 4
8735 | 4
8736 | 4
8737 | 2
8738 | 2
8739 | 2
8740 | 2
8741 | 2
8742 | 2
8743 | 2
8744 | 2
8745 | 2
8746 | 2
8747 | 2
8748 | 2
8749 | 2
8750 | 2
8751 | 2
8752 | 2
8753 | 2
8754 | 2
8755 | 2
8756 | 2
8757 | 2
8758 | 2
8759 | 2
8760 | 2

## df_KPIs
Hub | opex_m2 | capex_m2 | cost_rep_m2 | cost_ft_m2 | AR | LCoE1 | LCoE2 | SC | SS | PVP | PVC | GMd | GMs | GUs | GUd | gwp_op_m2 | gwp_constr_m2 | gwp_tot_m2 | gwp_elec_av_m2 | gwp_elec_dy_m2 | RES_dy | RES_av | eta_I | eta_II | eta_Ipv | eta_IIpv | COP | gwp_elec_av | gwp_elec_dy
Building1 | -13.8459 | 19.1927 | 0 | 0 | 33.7903 | -0.1209 | 1.7419 | 0.125 | 0.42131 | 3.3706 | 0 | 13.44 | 10.17 | 1.67 | 9.67 | -11.4291 | 6.0374 | -5.3917 | -15.876 | -15.876 | 0.49556 | 0.49485 | 2.0628 | 0.38785 | 0.12009 | 0.024046 | 3.2435 | 0 | 0
Building2 | -18.8689 | 20.348 | 0 | 0 | 43.4494 | -0.10379 | 3.3353 | 0.033319 | 0.4775 | 14.3311 | 0 | 8.82 | 10.2 | 0.35 | 7.25 | 1.9181 | 8.1848 | 10.1029 | -29.2016 | -29.2016 | 0.083118 | 0.078803 | 0.95022 | 0.17902 | 0.082804 | 0.016899 | 0 | 0 | 0
Network | -15.7051 | 19.5969 | 0 | 0 | 37.1691 | -0.11357 | 2.2993 | 0.088994 | 0.44592 | 5.0107 | 0 | 11.79 | 10.18 | 2.02 | 16.91 | -6.7601 | 6.7886 | 0.028459 | -20.5374 | -20.5374 | 0.27441 | 0.27181 | 1.4661 | 0.27479 | 0.10385 | 0.020925 | 3.2435 | -20.5374 | -20.5374

## df_Economics
| Category | operation | [11 empty] | investment
|  | avoided_PV | avoided_PVC | avoided_BA_out | avoided_onsite_el | avoided_PV_SC | avoided_SC | revenues_Electricity | revenues_NaturalGas | costs_Electricity | costs_NaturalGas | curtailment_Electricity | curtailment_NaturalGas | Air_Conditioner | Battery | ElectricalHeater_DHW | ElectricalHeater_SH | HeatPump_Air | HeatPump_Geothermal | NG_Boiler | PV | ThermalSolar | WaterTankDHW | WaterTankSH
Perf_type | Hub
costs | Building1 | 9642.7907 | 0 | 0 | 9642.7907 | 1205.3254 | 1205.3254 | 8437.4653 | 0 | 3172.6988 | 860.9316 | 0 | 0 | 0 | 0 | 0 | 0 | 1511.3466 | 0 | 301.0598 | 4070.4318 | 0 | 90.2067 | 131.3996
| Building2 | 7214.77 | 0 | 0 | 7214.77 | 240.3911 | 240.3911 | 6974.3789 | 0 | 504.0914 | 3241.4368 | 0 | 0 | 0 | 0 | 0 | 0 | 0 | 0 | 288.9248 | 3146.4676 | 0 | 46.5534 | 0
| Network | 16857.5607 | 0 | 0 | 16857.5607 | 1445.7165 | 1445.7165 | 15411.8442 | 0 | 3676.79 | 4102.3686 | 0 | 0 | 0 | 0 | 0 | 0 | 1511.3466 | 0 | 589.9847 | 7216.8994 | 0 | 136.7601 | 131.3996
impact | Building1 | 7179.6266 | 0 | 0 | 7179.6266 | 897.4359 | 897.4359 | 6282.1907 | 0 | 1232.6684 | 1414.3877 | 0 | 0 | 0 | 0 | 0 | 0 | 26.623 | 0 | 19.7044 | 1846.1967 | 0 | 5.7569 | 21.9658
| Building2 | 5371.8219 | 0 | 0 | 5371.8219 | 178.9853 | 178.9853 | 5192.8365 | 0 | 195.8514 | 5325.2176 | 0 | 0 | 0 | 0 | 0 | 0 | 0 | 0 | 17.6819 | 1381.3309 | 0 | 1.5638 | 0
| Network | 12551.4484 | 0 | 0 | 12551.4484 | 1076.4212 | 1076.4212 | 11475.0272 | 0 | 1428.5197 | 6739.6056 | 0 | 0 | 0 | 0 | 0 | 0 | 26.623 | 0 | 37.3863 | 3227.5277 | 0 | 7.3207 | 21.9658